## BoQ-Water Supply Guzara Schools
Price Offer sheet for Rehabilitation/Re-construction of water supply & Sanitation systems at 10 schools in the STAR Program, Herat Province, Afghanistan
Roza Bagh Girl's High School
Water supply System
No | Activity description/Item specification | Unit | Volume/quantity | Unit Cost (AFN) | Total Cost (AFN) | Required documents
A:Driiling of Well & Construction of Water Reservoir
1 | Drilling of well with 13" diameter | M | 50 |  | 0 | Drawing and SOW
2 | PVC Casing pipe 8" Class C (9 bar resistant ) | ML | 34 |  | 0 | Drawing and SOW
3 | PVC Filter pipe 8" Class C (9 bar resistant) | M | 16 |  | 0 | Drawing and SOW
4 | Clay sealing around the casing pipe | M3 | 1.836 |  | 0 | Drawing and SOW
5 | River gravel pack, maximum grain size (8-12)mm, should be clean, dense, smooth, and uniform | M3 | 0.864 |  | 0 | Drawing and SOW
6 | Compressor test for cleaning of well | Hr | 5 |  | 0 | SOW
7 | Pump test by submersible pump 2m3/hr. with generator continue till equilibrium of dynamic water level reach (minimum for 8 hours) | Hr. | 8 |  | 0 | Drawing and SOW
8 | Rope made of plastic ,10mm thickness white color | pcs | 100 |  | 0 | Drawing and SOW
9 | Brick masonry for protection box with min.Compressive strength 105kg/sq. cm and best quality in cement mortar 1:4 as per drawing and SoW | M3 | 0.5 |  | 0 | Drawing and SOW
10 | Plastering of protection well box walls with cement mortar 1:3 as per drawing and SoW | M2 | 5 |  | 0 | Drawing and SOW
11 | Supply and installation of Steel door (60*60*0.4)cm and 9kg/sq.m for well box (anti rust-proof) as per drawings | pcs | 1 |  | 0 | Drawing and SOW
12 | Construction and installation of (10 cu. m) steel elevated water reservoir with its all necessary accessories as per drawings and SoW | L.S | 1 |  | 0 | Drawing and SOW
Sub Total A |  |  |  |  | 0
B: Construction of Solar System
1 | P.C.C M150 (1:2:4) for foundation of solar ground stand as per drawing and SoW | M3 | 1.256 |  | 0 | Drawing and SOW
2 | Supply and Installation of steel stand for 8 solar panels as per drawings with 2 coat painting including anti rust and oil painting and all necessary accessories | set | 1 |  | 0 | Drawing and SOW
3 | Motor cable 4*2.5mm2 ( Moghan Cable) | ML | 77 |  | 0 | Drawing and SOW
4 | Solar cable 2*6mm2 ( Moghan Cable) | ML | 20 |  | 0 | Drawing and SOW
5 | Control Box with accessories (PV disconnect switch IP 54, Float switch, well probe sensors electronic) | L.S | 1 |  | 0 | Drawing and SOW
6 | Supply and installation of Solar Panel 270W Poly crystalline 38.00 vat (9.21A) Made in Germany | pcs | 8 |  | 0 | Drawing and SOW
7 | Supply and installation of 1.5" Submersible Pump PEDROLLO 4SR1.5/17 1HP 0.75Kw 220V 3phase | pcs | 1 |  | 0 | Drawing and SOW
8 | Inverter vacon IP 66 2.2kw 220 V Made in Italy | pcs | 1 |  | 0 | Drawing and SOW
9 | Brick masonry for gate valve box and water meter box with min.Compressive strength 105kg/sq. cm and best quality in cement mortar 1:4 as per drawing and SoW | M3 | 0.96 |  | 0 | Drawing and SOW
10 | Plastering of gate valve box and water meter box walls with cement mortar 1:4 as per drawing and SoW | M2 | 3.2 |  | 0 | Drawing and SOW
11 | Supply and installation of gate valve (best quality) nominal diameter = 25 mm as per drawings | pcs | 3 |  | 0 | Drawing and SOW
12 | Supply and installation of water meter with its all necessary accessories (best quality) nominal diameter = 25 mm as per drawings | pcs | 1 |  | 0 | Drawing and SOW
13 | Supply and installation of Steel door (60*60*0.4)cm and 9kg/sq.m for gate valve box and water meter box (anti rust-proof) as per drawings | pcs | 4 |  | 0 | Drawing and SOW
14 | Supply and Installation of (PE100PN16) 32 mm from pump to reservoir as per drawing | ML | 52 |  | 0 | Drawing and SOW
15 | Supply and Installation of (PE100PN16) 25 mm for distribution with Gate valve as per drawing including excavation and filling of pipe trench | ML | 109 |  | 0 | Drawing and SOW
Sub Total B |  |  |  |  | 0
Total PI AFN Value |  |  |  |  | 0
Total PI USD Value |  |  |  |  | USD
Sanitation System
No | Activity description/Item specification | Unit | Volume/quantity | Unit Cost (AFN) | Total Cost (AFN) | Required documents
A: Repairing/Upgrade of Existing Toilet Blocks
1 | Demolish including old commode removal, destruction of existing unuseful PCC concrete, and excavation for PVC sanitation pipes according to drawings. | L.S | 1 |  | 0 | Not Required
2 | Brick masonry for toilet wall with min.Compressive strength 105kg/sq. cm and best quality in cement mortar 1:4 as per drawing and SoW | M3 | 1 |  | 0 | Drawing and SOW
3 | Supply and installation of PVC pipe Class D, size 90 = 30m size 120=20m mm as per drawings, with all fittings, glue and labor work for excavation and refixing of walls and floors, from existing hand wash basin to new hand wash basins as per drawings. | ML | 40 |  | 0 | Drawing and SOW
4 | PPR pipe Class D , sizes 25mm, size 12.5 as per drawings, with all fittings , glue and labor work for excavation and refixing of walls and floor, as per drawing. | ML | 42 |  | 0 | Drawing and SOW
5 | Supply and installation of Indian commode size 475mmX355cmX405mm made from ceramic material, white color with flush tank with best quality and its all necessary accessories | pcs | 8 |  | 0 | Drawing and SOW
6 | Supply and installation of English commode toilet medium size made from ceramic material, white color with flush tank with best quality and its all necessary accessories | pcs | 1 |  | 0 | Drawing and SOW
7 | Supply and installation of water taps with best quality for hand wash basins and its all accessories as per drawings | pcs | 2 |  | 0 | Drawing and SOW
8 | Supply and installation of hand wash basin with best quality, made from ceramic material, white color with it's all necessary accessories | pcs | 2 |  | 0 | Drawing and SOW
9 | Supply and installation of water taps for toilets with best quality with all necessary accessories as per drawings. | pcs | 9 |  | 0 | Drawing and SOW
10 | Plaster work with thickness of 25mm, including plastering of interior and exterior of toilet blocks with cement mortar 1:4 as per drawing and SoW | M2 | 10 |  | 0 | Drawing and SOW
11 | Tile works: First Class (Pardis), size 40cmX30cm, up to 1.5m height, with cement mortar 1:4 as per drawings and SoW | M2 | 100 |  | 0 | Drawing and SOW
12 | Ceramic work: First Class ceramic for toilet floor, with cement mortar 1:4 as per drawings and SoW | M2 | 35 |  | 0 | Drawing and SOW
13 | Interior and exterior painting: three coats of washable plastic painting and emulsion paint on all walls and ceiling with all necessory work as per drawing and SoW | M2 | 245 |  | 0 | Drawing and SOW
14 | Supply and installition of Metallic windows size (28*32 cm)with frame 9 kg iron boxes including 3 coats of anti rust and oil paint, Fly screen and glasses. | pcs | 8 |  | 0 | Drawing and SOW
15 | Supply and Installation of Galvanized Rain Gutter size 100*50*0.5 mm | ML | 13 |  | 0 | Drawing and SOW
16 | Supply and installation of Marble stone (Momtaz)white color for stairs with cement mortar 1:4 as per drawings and SoW | M2 | 25 |  | 0 | Drawing and SOW
17 | Supply and Intallation of Steel Hand Rail for Stairs and rump made from Irone box 40*40*2 mm with 3 coat of oil painting and anti rust | ML | 10 |  | 0 | Drawing and SOW
18 | Supply and Installation of Isogam 5mm with Best Quality for roof of Toilet Blocks as per MC engineer's guidance | M2 | 55 |  | 0 | Drawing and SOW
19 | Repair/reinstallation of Nine existing Metallic doors, including 3 coats anti rust, oil paint and glasses As per Drawings | L.S | 1 |  | 0 | Drawing and SOW
20 | P.C.C works M150 (1:2:4) concrete pad/side walk, ramp as per drawings and SoW | M3 | 3 |  | 0 | Drawing and SOW
Sub Total A |  |  |  |  | 0
B: Construction of Water Drinking facility
1 | Levling of 10M2 Area with Earth Compaction | M2 | 10 |  | 0 | Drawing and SOW
2 | Excavation of foundation for Water Drinking Facility and soak pit as per drawings | M3 | 2.5 |  | 0 | Drawing and SOW
3 | River aggregate with compaction under the P.C.C size (10-25 mm) as per drawings | M3 | 1.5 |  | 0 | Drawings
4 | River aggregate for soak pit, size of (10-50 mm) as per drawings | M3 | 1.3 |  | 0 | Drawings
5 | P.C.C works M150 (1:2:4) concrete pad/side walk and top of soak pit as per drawings and SoW | M3 | 1.7 |  | 0 | Drawing and SOW
6 | Supply and installation of Mosaic with 30*30*3 cm, with cement mortar 1:4 as per drawings and SoW | M2 | 3 |  | 0 | Drawing and SOW
7 | Supply and Installation of 3" GI Pipe for Water Drinking with its all necessary accessories as per drawings | ML | 7 |  | 0 | Drawing and SOW
8 | Supply and Installation of water taps in best quality with all requirements accessories as per MC engineer's guidance | pcs | 8 |  | 0 | Drawing and SOW
Sub Total B |  |  |  |  | 0
C: Construction of Hand Wash facility
1 | Excavation for foundation of hand wash station and soak pit as per drawings | M3 | 2.5 |  | 0 | Drawing and SOW
2 | River aggregate with compaction under the P.C.C size (10-25 mm) as per drawings | M3 | 1 |  | 0 | Drawings
3 | River aggregate for soak pit, size of (10-50 mm) as per drawings | M3 | 2.5 |  | 0 | Drawings
4 | P.C.C works M150 (1:2:4) concrete pad/side walk and top of soak pit as per drawings and SoW | M3 | 1.5 |  | 0 | Drawing and SOW
5 | Brick masonry for hand wash station with min.Compressive strength 105kg/sq. cm and best quality in cement mortar 1:4 as per drawing and SoW | M3 | 2.5 |  | 0 | Drawing and SOW
6 | Supply and installation of Marble stone (Momtaz grade)white color size 20*10*3cm, on walls, with cement mortar 1:4 as per drawings and SoW | M2 | 22 |  | 0 | Drawing and SOW
7 | Plumbing System for hand wash station including 3" PVC and PPR 12.5 mm with its all accessories as per drawings and SoW | L.S | 1 |  | 0 | Drawing and SOW
8 | Supply and Installation of water taps in best quality with all requirements accessories as per MC engineer's guidance | pcs | 8 |  | 0 | Drawing and SOW
9 | Sign board (1.6X1.0)m made of brick work and installation of Marble stone of (80x50)cm as per MC engineer's guidance | pcs | 1 |  | 0 | Not Required
Sub Total C |  |  |  |  | 0
D: Construction of Septic Tank
1 | Excavation of Septic Tank and soak pit on ordinary ground soil as per drawings and SoW | M3 | 34 |  | 0 | Drawing and SOW
2 | Aggregate with compaction of bed for septic tank and installation of plastic layer under the bed as per drawings | M3 | 1.5 |  | 0 | Drawing and SOW
3 | P.C.C works M150 (1:2:4) for bed of septik tank and top of soak pit well | M3 | 2.1 |  | 0 | Drawing and SOW
4 | R.C.C works M200 (1:1.5:3) for roof & walls of septik tank as per drawing and SoW | M3 | 10 |  | 0 | Drawing and SOW
5 | Aggregate River gravel for filling the soak pit size (10-50 mm) as per drawings | M3 | 2.35 |  | 0 | Drawing and SOW
6 | Installation of 60*60*0.4 cm steel lid for top of septic tank as per drawing and SoW | Pcs | 2 |  | 0 | Drawing and SOW
Sub Total D |  |  |  |  | 0
E:Construction of foundation for Water Reservoir
1 | Excavation of foundation | M3 | 13 |  | 0 | Drawing and SOW
2 | PCC M150 (1:2:4) under footings and ring beams | M3 | 1.2 |  | 0 | Drawing and SOW
3 | RCC M200 (1:1.5:3) for footing, ring & coulmn as per drawing and SoW with insatallation of steel plate | M3 | 5.1 |  | 0 | Drawing and SOW
Sub Total E |  |  |  |  | 0
Total PI AFN Value |  |  |  |  | 0
Total PI USD Value |  |  |  |  | USD
Mahal-e-Dasht School
Water supply System
No | Activity description/Item specification | Unit | Volume/quantity | Unit Cost (AFN) | Total Cost (AFN) | Required documents
A:Driiling of Well & Construction of Water Reservoir
1 | Drilling of well with 13" diameter | M | 50 |  | 0 | Drawing and SOW
2 | PVC Casing pipe 8" Class C (9 bar resistant ) | ML | 34 |  | 0 | Drawing and SOW
3 | PVC Filter pipe 8" Class C (9 bar resistant) | M | 16 |  | 0 | Drawing and SOW
4 | Clay sealing around the casing pipe | M3 | 1.836 |  | 0 | Drawing and SOW
5 | River gravel pack, maximum grain size (8-12)mm, should be clean, dense, smooth, and uniform | M3 | 0.864 |  | 0 | Drawing and SOW
6 | Compressor test for cleaning of well | Hr | 5 |  | 0 | SOW
7 | Pump test by submersible pump 2m3/hr. with generator continue till equilibrium of dynamic water level reach (minimum for 8 hours) | Hr. | 8 |  | 0 | Drawing and SOW
8 | Rope made of plastic ,10mm thickness white color | pcs | 100 |  | 0 | Drawing and SOW
9 | Brick masonry for protection box with min.Compressive strength 105kg/sq. cm and best quality in cement mortar 1:4 as per drawing and SoW | M3 | 0.5 |  | 0 | Drawing and SOW
10 | Plastering of protection well box walls with cement mortar 1:3 as per drawing and SoW | M2 | 5 |  | 0 | Drawing and SOW
11 | Supply and installation of Steel door (60*60*0.4)cm and 9kg/sq.m for well box (anti rust-proof) as per drawings | pcs | 1 |  | 0 | Drawing and SOW
12 | Construction and installation of (10 cu. m) steel elevated water reservoir with its all necessary accessories as per drawings and SoW | L.S | 1 |  | 0 | Drawing and SOW
Sub Total A |  |  |  |  | 0
B: Construction of Solar System
1 | P.C.C M150 (1:2:4) for foundation of solar ground stand as per drawing and SoW | M3 | 1.256 |  | 0 | Drawing and SOW
2 | Supply and Installation of steel stand for 8 solar panels as per drawings with 2 coat painting including anti rust and oil painting and all necessary accessories | set | 1 |  | 0 | Drawing and SOW
3 | Motor cable 4*2.5mm2 ( Moghan Cable) | ML | 77 |  | 0 | Drawing and SOW
4 | Solar cable 2*6mm2 ( Moghan Cable) | ML | 20 |  | 0 | Drawing and SOW
5 | Control Box with accessories (PV disconnect switch IP 54, Float switch, well probe sensors electronic) | L.S | 1 |  | 0 | Drawing and SOW
6 | Supply and installation of Solar Panel 270W Poly crystalline 38.00 vat (9.21A) Made in Germany | pcs | 8 |  | 0 | Drawing and SOW
7 | Supply and installation of 1.5" Submersible Pump PEDROLLO 4SR1.5/17 1HP 0.75Kw 220V 3phase | pcs | 1 |  | 0 | Drawing and SOW
8 | Inverter vacon IP 66 2.2kw 220 V Made in Italy | pcs | 1 |  | 0 | Drawing and SOW
9 | Brick masonry for gate valve box and water meter box with min.Compressive strength 105kg/sq. cm and best quality in cement mortar 1:4 as per drawing and SoW | M3 | 0.96 |  | 0 | Drawing and SOW
10 | Plastering of gate valve box and water meter box walls with cement mortar 1:4 as per drawing and SoW | M2 | 3.2 |  | 0 | Drawing and SOW
11 | Supply and installation of gate valve (best quality) nominal diameter = 25 mm as per drawings | pcs | 3 |  | 0 | Drawing and SOW
12 | Supply and installation of water meter with its all necessary accessories (best quality) nominal diameter = 25 mm as per drawings | pcs | 1 |  | 0 | Drawing and SOW
13 | Supply and installation of Steel door (60*60*0.4)cm and 9kg/sq.m for gate valve box and water meter box (anti rust-proof) as per drawings | pcs | 4 |  | 0 | Drawing and SOW
14 | Supply and Installation of (PE100PN16) 32 mm from pump to reservoir as per drawing | ML | 52 |  | 0 | Drawing and SOW
15 | Supply and Installation of (PE100PN16) 25 mm for distribution with Gate valve as per drawing including excavation and filling of pipe trench | ML | 105 |  | 0 | Drawing and SOW
Sub Total B |  |  |  |  | 0
Total PI AFN Value |  |  |  |  | 0
Total PI USD Value |  |  |  |  | USD
Sanitation System
No | Activity description/Item specification | Unit | Volume/quantity | Unit Cost (AFN) | Total Cost (AFN) | Required documents
A: Repairing/Upgrade of Existing Toilet Block
1 | Demolish including old commode removal, destruction of existing unuseful PCC concrete, and excavation for PVC sanitation pipes according to drawings. | L.S | 1 |  | 0 | Not Required
2 | Supply and installation of PVC pipe Class D, size 90 = 20m size 120=25m mm as per drawings, with all fittings, glue and labor work for excavation and refixing of walls and floors, from existing hand wash basin to new hand wash basins as per drawings. | ML | 35 |  | 0 | Drawing and SOW
3 | PPR pipe Class D , sizes 25mm = 16m, size 12.5 = 35m as per drawings, with all fittings , glue and labor work for excavation and refixing of walls and floor, as per drawing. | ML | 51 |  | 0 | Drawing and SOW
4 | Supply and installation of Indian commode size 475mmX355cmX405mm made from ceramic material, white color with flush tank with best quality and its all necessary accessories | pcs | 10 |  | 0 | Drawing and SOW
5 | Supply and installation of English commode toilet medium size made from ceramic material, white color with flush tank with best quality and its all necessary accessories | pcs | 1 |  | 0 | Drawing and SOW
6 | Supply and installation of water taps with best quality for hand wash basins and its all accessories as per drawings | pcs | 2 |  | 0 | Drawing and SOW
7 | Supply and installation of hand wash basin with best quality, made from ceramic material, white color with it's all necessary accessories | pcs | 2 |  | 0 | Drawing and SOW
8 | Supply and installation of water taps for toilets with best quality with all necessary accessories as per drawings. | pcs | 11 |  | 0 | Drawing and SOW
9 | Plaster work with thickness of 25mm, including plastering of interior and exterior of toilet blocks with cement mortar 1:4 as per drawing and SoW | M2 | 8 |  | 0 | Drawing and SOW
10 | Tile works: First Class (Pardis), size 40cmX30cm, up to 1.5m height, with cement mortar 1:4 as per drawings and SoW | M2 | 130 |  | 0 | Drawing and SOW
11 | Ceramic work: First Class ceramic for toilet floor, with cement mortar 1:4 as per drawings and SoW | M2 | 45 |  | 0 | Drawing and SOW
12 | Interior and exterior painting: three coats of washable plastic painting and emulsion paint on all walls and ceiling with all necessory work as per drawing and SoW | M2 | 200 |  | 0 | Drawing and SOW
13 | Supply and Installation of Galvanized Rain Gutter size 100*50*0.5 mm | ML | 10 |  | 0 | Drawing and SOW
14 | Supply and installation of Marble stone (Momtaz)white color for stairs with cement mortar 1:4 as per drawings and SoW | M2 | 25 |  | 0 | Drawing and SOW
15 | Supply and Intallation of Steel Hand Rail for Stairs and rump made from Irone box 40*40*2 mm with 3 coat of oil painting including | ML | 18 |  | 0 | Drawing and SOW
16 | Supply and Installation of Isogam 5mm with Best Quality for roof of Toilet Blocks as per MC engineer's guidance | M2 | 60 |  | 0 | Drawing and SOW
17 | Supply and installition of Metallic door size (110*190 cm)with frame 9 kg iron boxes, total 28 Kg Weight including 3 coats of anti rust and oil paint, Fly screen and glasses. | pcs | 1 |  | 0
18 | Repair/reinstallation of Ten existing Metallic doors and Towelve Metallic Windows, including 3 coats anti rust, oil paint and glasses As per Drawings | L.S | 1 |  | 0 | Drawing and SOW
19 | P.C.C works M150 (1:2:4) concrete pad/side walk, ramp as per drawings and SoW | M3 | 2.5 |  | 0 | Drawing and SOW
Sub Total A |  |  |  |  | 0
B: Construction of Water Drinking facility
1 | Levling of 10M2 Area with Earth Compaction | M2 | 10 |  | 0 | Drawing and SOW
2 | Excavation of foundation for Water Drinking Facility and soak pit as per drawings | M3 | 2.5 |  | 0 | Drawing and SOW
3 | River aggregate with compaction under the P.C.C size (10-25 mm) as per drawings | M3 | 1.5 |  | 0 | Drawings
4 | River aggregate for soak pit, size of (10-50 mm) as per drawings | M3 | 1.3 |  | 0 | Drawings
5 | P.C.C works M150 (1:2:4) concrete pad/side walk and top of soak pit as per drawings and SoW | M3 | 1.5 |  | 0 | Drawing and SOW
6 | Supply and installation of Mosaic with 30*30*3 cm, with cement mortar 1:4 as per drawings and SoW | M2 | 3 |  | 0 | Drawing and SOW
7 | Supply and Installation of 3" GI Pipe for Water Drinking with its all necessary accessories as per drawings | ML | 7 |  | 0 | Drawing and SOW
8 | Supply and Installation of water taps in best quality with all requirements accessories as per MC engineer's guidance | pcs | 8 |  | 0 | Drawing and SOW
Sub Total B |  |  |  |  | 0
C: Construction of Hand Wash facility
1 | Excavation for foundation of hand wash station and soak pit as per drawings | M3 | 2.5 |  | 0 | Drawing and SOW
2 | River aggregate with compaction under the P.C.C size (10-25 mm) as per drawings | M3 | 1 |  | 0 | Drawings
3 | River aggregate for soak pit, size of (15-50 mm) as per drawings | M3 | 2.5 |  | 0 | Drawings
4 | P.C.C works M150 (1:2:4) concrete pad/side walk and top of soak pit as per drawings and SoW | M3 | 1.5 |  | 0 | Drawing and SOW
5 | Brick masonry for hand wash station with min.Compressive strength 105kg/sq. cm and best quality in cement mortar 1:4 as per drawing and SoW | M3 | 2.5 |  | 0 | Drawing and SOW
6 | Supply and installation of Marble stone (Momtaz grade)white color size 20*10*3cm, on walls, with cement mortar 1:4 as per drawings and SoW | M2 | 22 |  | 0 | Drawing and SOW
7 | Plumbing System for hand wash station including 3" PVC and PPR 12.5 mm with its all accessories as per drawings and SoW | L.S | 1 |  | 0 | Drawing and SOW
8 | Supply and Installation of water taps in best quality with all requirements accessories as per MC engineer's guidance | pcs | 8 |  | 0 | Drawing and SOW
9 | Sign board (1.6X1.0)m made of brick work and installation of Marble stone of (80x50)cm as per MC engineer's guidance | pcs | 1 |  | 0 | Not Required
Sub Total C |  |  |  |  | 0
D: Construction of Septic Tank
1 | Excavation of Septic Tank and soak pit on ordinary ground soil as per drawings and SoW | M3 | 34 |  | 0 | Drawing and SOW
2 | Aggregate with compaction of bed for septic tank and installation of plastic layer under the bed as per drawings | M3 | 1.5 |  | 0 | Drawing and SOW
3 | P.C.C works M150 (1:2:4) for bed of septik tank and top of soak pit well | M3 | 2.1 |  | 0 | Drawing and SOW
4 | R.C.C works M200 (1:1.5:3) for roof & walls of septik tank as per drawing and SoW | M3 | 10 |  | 0 | Drawing and SOW
5 | Aggregate River gravel for filling the soak pit size (10-50 mm) as per drawings | M3 | 2.35 |  | 0 | Drawing and SOW
6 | Installation of 60*60*0.4 cm steel lid for top of septic tank as per drawing and SoW | Pcs | 2 |  | 0 | Drawing and SOW
Sub Total D |  |  |  |  | 0
E:Construction of foundation for Water Reservoir
1 | Excavation of foundation | M3 | 13 |  | 0 | Drawing and SOW
2 | PCC M150 (1:2:4) under footings and ring beams | M3 | 1.2 |  | 0 | Drawing and SOW
3 | RCC M200 (1:1.5:3) for footing, ring & coulmn as per drawing and SoW with insatallation of steel plate | M3 | 5.1 |  | 0 | Drawing and SOW
Sub Total E |  |  |  |  | 0
Total PI AFN Value |  |  |  |  | 0
Total PI USD Value |  |  |  |  | USD
Malan Girl's High School
Water supply System
No | Activity description/Item specification | Unit | Volume/quantity | Unit Cost (AFN) | Total Cost (AFN) | Required documents
A: Construction of Water Reservoir
1 | Construction and installation of (10 cu. m) steel elevated water reservoir with its all necessary accessories as per drawings and SoW | L.S | 1 |  | 0 | Drawing and SOW
Sub Total A |  |  |  |  | 0
B: Construction of Solar System
1 | P.C.C M150 (1:2:4) for foundation of solar ground stand as per drawing and SoW | M3 | 1.256 |  | 0 | Drawing and SOW
2 | Supply and Installation of steel stand for 8 solar panels as per drawings with 2 coat painting including anti rust and oil painting and all necessary accessories | set | 1 |  | 0 | Drawing and SOW
3 | Motor cable 4*2.5mm2 ( Moghan Cable) | ML | 72 |  | 0 | Drawing and SOW
4 | Solar cable 2*6mm2 ( Moghan Cable) | ML | 20 |  | 0 | Drawing and SOW
5 | Control Box with accessories (PV disconnect switch IP 54, Float switch, well probe sensors electronic) | L.S | 1 |  | 0 | Drawing and SOW
6 | Supply and installation of Solar Panel 270W Poly crystalline 38.00 vat (9.21A) Made in Germany | pcs | 8 |  | 0 | Drawing and SOW
7 | Supply and installation of 1.5" Submersible Pump PEDROLLO 4SR1.5/17 1HP 0.75Kw 220V 3phase | pcs | 1 |  | 0 | Drawing and SOW
8 | Inverter vacon IP 66 2.2kw 220 V Made in Italy | pcs | 1 |  | 0 | Drawing and SOW
9 | Brick masonry for gate valve box and water meter box with min.Compressive strength 105kg/sq. cm and best quality in cement mortar 1:4 as per drawing and SoW | M3 | 0.96 |  | 0 | Drawing and SOW
10 | Plastering of gate valve box and water meter box walls with cement mortar 1:4 as per drawing and SoW | M2 | 3.2 |  | 0 | Drawing and SOW
11 | Supply and installation of gate valve (best quality) nominal diameter = 25 mm as per drawings | pcs | 3 |  | 0 | Drawing and SOW
12 | Supply and installation of water meter with its all necessary accessories (best quality) nominal diameter = 25 mm as per drawings | pcs | 1 |  | 0 | Drawing and SOW
13 | Supply and installation of Steel door (60*60*0.4)cm and 9kg/sq.m for gate valve box and water meter box (anti rust-proof) as per drawings | pcs | 4 |  | 0 | Drawing and SOW
14 | Supply and Installation of (PE100PN16) 32 mm from pump to reservoir as per drawing | ML | 52 |  | 0 | Drawing and SOW
15 | Supply and Installation of (PE100PN16) 25 mm for distribution with Gate valve as per drawing including excavation and filling of pipe trench | ML | 63 |  | 0 | Drawing and SOW
Sub Total B |  |  |  |  | 0
Total PI AFN Value |  |  |  |  | 0
Total PI USD Value |  |  |  |  | USD
Sanitation System
No | Activity description/Item specification | Unit | Volume/quantity | Unit Cost (AFN) | Total Cost (AFN) | Required documents
A: Repairing/Upgrade of Existing Toilet Block
1 | Demolish including old commode removal, destruction of existing unuseful PCC concrete, and excavation for PVC sanitation pipes according to drawings. | L.S | 1 |  | 0 | Not Required
2 | Excavation for foundation of new toilet block | M3 | 3 |  | 0 | Drawing and SOW
3 | Filling and Compaction with excavated material | M3 | 3 |  | 0 | Drawing and SOW
4 | Stone masonry with 1:4 of mortar cement for foundation of new toilet block | M3 | 2 |  | 0 | Drawing and SOW
5 | Brick masonry for toilet wall with min.Compressive strength 105kg/sq. cm and best quality in cement mortar 1:4 as per drawing and SoW | M3 | 3 |  | 0 | Drawing and SOW
6 | Rcc M200 (1:1.5:3) for slab of new toilet block as per drawing and SoW | M3 | 1.2 |  | 0 | Drawing and SOW
7 | Supply and installation of PVC pipe Class D, size 90 = 20m size 120=25m mm as per drawings, with all fittings, glue and labor work for excavation and refixing of walls and floors, from existing hand wash basin to new hand wash basins as per drawings. | ML | 35 |  | 0 | Drawing and SOW
8 | PPR pipe Class D , sizes 25mm = 10m, size 12.5 = 25m as per drawings, with all fittings , glue and labor work for excavation and refixing of walls and floor, as per drawing. | ML | 35 |  | 0 | Drawing and SOW
9 | Supply and installation of Indian commode size 475mmX355cmX405mm made from ceramic material, white color with flush tank with best quality and its all necessary accessories | pcs | 6 |  | 0 | Drawing and SOW
10 | Supply and installation of English commode toilet medium size made from ceramic material, white color with flush tank with best quality and its all necessary accessories | pcs | 1 |  | 0 | Drawing and SOW
11 | Supply and installation of water taps with best quality for hand wash basins and its all accessories as per drawings | pcs | 2 |  | 0 | Drawing and SOW
12 | Supply and installation of hand wash basin with best quality, made from ceramic material, white color with it's all necessary accessories | pcs | 2 |  | 0 | Drawing and SOW
13 | Supply and installation of water taps for toilets with best quality with all necessary accessories as per drawings. | pcs | 7 |  | 0 | Drawing and SOW
14 | Plaster work with thickness of 25mm, including plastering of interior and exterior of toilet blocks with cement mortar 1:4 as per drawing and SoW | M2 | 25 |  | 0 | Drawing and SOW
15 | Tile works: First Class (Pardis), size 40cmX30cm, up to 1.5m height, with cement mortar 1:4 as per drawings and SoW | M2 | 75 |  | 0 | Drawing and SOW
16 | Ceramic work: First Class ceramic for toilet floor, with cement mortar 1:4 as per drawings and SoW | M2 | 25 |  | 0 | Drawing and SOW
17 | Interior and exterior painting: three coats of washable plastic painting and emulsion paint on all walls and ceiling with all necessory work as per drawing and SoW | M2 | 100 |  | 0 | Drawing and SOW
18 | Supply and Installation of Galvanized Rain Gutter size 100*50*0.5 mm | ML | 8 |  | 0 | Drawing and SOW
19 | Supply and installation of Marble stone (Momtaz)white color for stairs with cement mortar 1:4 as per drawings and SoW | M2 | 7 |  | 0 | Drawing and SOW
20 | Supply and Installation of Isogam 5mm with Best Quality for roof of Toilet Blocks as per MC engineer's guidance | M2 | 35 |  | 0 | Drawing and SOW
21 | Supply and installition of Metallic door size (110*190 cm)with frame 9 kg iron boxes, total 28 Kg Weight and including 3 coats of anti rust and oil paint, Fly screen and glasses. | pcs | 1 |  | 0 | Drawing and SOW
22 | Supply and installition of Metallic door size (73*175 cm)with frame 9 kg iron boxes, total 25 Kg Weight and including 3 coats of anti rust and oil paint, Fly screen and glasses. | pcs | 6 |  | 0 | Drawing and SOW
23 | Supply and installition of Metallic window size (25*37 cm)with frame 9 kg iron boxes, including 3 coats of anti rust and oil paint, Fly screen and glasses. | pcs | 7 |  | 0 | Drawing and SOW
24 | P.C.C works M150 (1:2:4) concrete pad/side walk, ramp as per drawings and SoW | M3 | 2.5 |  | 0 | Drawing and SOW
Sub Total A |  |  |  |  | 0
B: Construction of Water Drinking facility
1 | Levling of 10M2 Area with Earth Compaction | M2 | 10 |  | 0 | Drawing and SOW
2 | Excavation of foundation for Water Drinking Facility and soak pit as per drawings | M3 | 2.5 |  | 0 | Drawing and SOW
3 | River aggregate with compaction under the P.C.C size (10-25 mm) as per drawings | M3 | 1.5 |  | 0 | Drawings
4 | River aggregate for soak pit, size of (10-50 mm) as per drawings | M3 | 1.3 |  | 0 | Drawings
5 | P.C.C works M150 (1:2:4) concrete pad/side walk and top of soak pit as per drawings and SoW | M3 | 1.5 |  | 0 | Drawing and SOW
6 | Supply and installation of Mosaic with 30*30*3 cm, with cement mortar 1:4 as per drawings and SoW | M2 | 3 |  | 0 | Drawing and SOW
7 | Supply and Installation of 3" GI Pipe for Water Drinking with its all necessary accessories as per drawings | ML | 7 |  | 0 | Drawing and SOW
8 | Supply and Installation of water taps in best quality with all requirements accessories as per MC engineer's guidance | pcs | 8 |  | 0 | Drawing and SOW
Sub Total B |  |  |  |  | 0
C: Construction of Hand Wash facility
1 | Excavation for foundation of hand wash station and soak pit as per drawings | M3 | 2.5 |  | 0 | Drawing and SOW
2 | River aggregate with compaction under the P.C.C size (10-25 mm) as per drawings | M3 | 1 |  | 0 | Drawings
3 | River aggregate for soak pit, size of (10-50 mm) as per drawings | M3 | 2.5 |  | 0 | Drawings
4 | P.C.C works M150 (1:2:4) concrete pad/side walk and top of soak pit as per drawings and SoW | M3 | 1.5 |  | 0 | Drawing and SOW
5 | Brick masonry for hand wash station with min.Compressive strength 105kg/sq. cm and best quality in cement mortar 1:4 as per drawing and SoW | M3 | 2.5 |  | 0 | Drawing and SOW
6 | Supply and installation of Marble stone (Momtaz grade)white color size 20*10*3cm, on walls, with cement mortar 1:4 as per drawings and SoW | M2 | 22 |  | 0 | Drawing and SOW
7 | Plumbing System for hand wash station including 3" PVC and PPR 12.5 mm with its all accessories as per drawings and SoW | L.S | 1 |  | 0 | Drawing and SOW
8 | Supply and Installation of water taps in best quality with all requirements accessories as per MC engineer's guidance | pcs | 8 |  | 0 | Drawing and SOW
9 | Sign board (1.6X1.0)m made of brick work and installation of Marble stone of (80x50)cm as per MC engineer's guidance | pcs | 1 |  | 0 | Not Required
Sub Total C |  |  |  |  | 0
D: Construction of Septic Tank
1 | Excavation of Septic Tank and soak pit on ordinary ground soil as per drawings and SoW | M3 | 34 |  | 0 | Drawing and SOW
2 | Aggregate with compaction of bed for septic tank and installation of plastic layer under the bed as per drawings | M3 | 1.5 |  | 0 | Drawing and SOW
3 | P.C.C works M150 (1:2:4) for bed of septik tank and top of soak pit well | M3 | 2.1 |  | 0 | Drawing and SOW
4 | R.C.C works M200 (1:1.5:3) for roof & walls of septik tank as per drawing and SoW | M3 | 10 |  | 0 | Drawing and SOW
5 | Aggregate River gravel for filling the soak pit size (10-50 mm) as per drawings | M3 | 2.35 |  | 0 | Drawing and SOW
6 | Installation of 60*60*0.4 cm steel lid for top of septic tank as per drawing and SoW | Pcs | 2 |  | 0 | Drawing and SOW
Sub Total D |  |  |  |  | 0
E:Construction of foundation for Water Reservior
1 | Excavation of foundation | M3 | 13 |  | 0 | Drawing and SOW
2 | PCC M150 (1:2:4) under footings and ring beams | M3 | 1.2 |  | 0 | Drawing and SOW
3 | RCC M200 (1:1.5:3) for footing, ring & coulmn as per drawing and SoW with insatallation of steel plate | M3 | 5.1 |  | 0 | Drawing and SOW
Sub Total E |  |  |  |  | 0
Total PI AFN Value |  |  |  |  | 0
Total PI USD Value |  |  |  |  | USD
Dadshan Girl's High School
Water Supply System
No | Activity description/Item specification | Unit | Volume/quantity | Unit Cost (AFN) | Total Cost (AFN) | Required documents
A:Driiling of Well & Construction of Water Reservoir
1 | Drilling of well with 13" diameter | M | 50 |  | 0 | Drawing and SOW
2 | PVC Casing pipe 8" Class C (9 bar resistant ) | ML | 34 |  | 0 | Drawing and SOW
3 | PVC Filter pipe 8" Class C (9 bar resistant) | M | 16 |  | 0 | Drawing and SOW
4 | Clay sealing around the casing pipe | M3 | 1.836 |  | 0 | Drawing and SOW
5 | River gravel pack, maximum grain size (8-12)mm, should be clean, dense, smooth, and uniform | M3 | 0.864 |  | 0 | Drawing and SOW
6 | Compressor test for cleaning of well | Hr | 5 |  | 0 | SOW
7 | Pump test by submersible pump 2m3/hr. with generator continue till equilibrium of dynamic water level reach (minimum for 8 hours) | Hr. | 8 |  | 0 | Drawing and SOW
8 | Rope made of plastic ,10mm thickness white color | pcs | 100 |  | 0 | Drawing and SOW
9 | Brick masonry for protection box with min.Compressive strength 105kg/sq. cm and best quality in cement mortar 1:4 as per drawing and SoW | M3 | 0.5 |  | 0 | Drawing and SOW
10 | Plastering of protection well box walls with cement mortar 1:3 as per drawing and SoW | M2 | 5 |  | 0 | Drawing and SOW
11 | Supply and installation of Steel door (60*60*0.4)cm and 9kg/sq.m for well box (anti rust-proof) as per drawings | pcs | 1 |  | 0 | Drawing and SOW
12 | Construction and installation of (10 cu. m) steel elevated water reservoir with its all necessary accessories as per drawings and SoW | L.S | 1 |  | 0 | Drawing and SOW
Sub Total A |  |  |  |  | 0
B: Construction of Solar System
1 | P.C.C M150 (1:2:4) for foundation of solar ground stand as per drawing and SoW | M3 | 1.256 |  | 0 | Drawing and SOW
2 | Supply and Installation of steel stand for 8 solar panels as per drawings with 2 coat painting including anti rust and oil painting and all necessary accessories | set | 1 |  | 0 | Drawing and SOW
3 | Motor cable 4*2.5mm2 ( Moghan Cable) | ML | 77 |  | 0 | Drawing and SOW
4 | Solar cable 2*6mm2 ( Moghan Cable) | ML | 20 |  | 0 | Drawing and SOW
5 | Control Box with accessories (PV disconnect switch IP 54, Float switch, well probe sensors electronic) | L.S | 1 |  | 0 | Drawing and SOW
6 | Supply and installation of Solar Panel 270W Poly crystalline 38.00 vat (9.21A) Made in Germany | pcs | 8 |  | 0 | Drawing and SOW
7 | Supply and installation of 1.5" Submersible Pump PEDROLLO 4SR1.5/17 1HP 0.75Kw 220V 3phase | pcs | 1 |  | 0 | Drawing and SOW
8 | Inverter vacon IP 66 2.2kw 220 V Made in Italy | pcs | 1 |  | 0 | Drawing and SOW
9 | Brick masonry for gate valve box and water meter box with min.Compressive strength 105kg/sq. cm and best quality in cement mortar 1:4 as per drawing and SoW | M3 | 0.96 |  | 0 | Drawing and SOW
10 | Plastering of gate valve box and water meter box walls with cement mortar 1:4 as per drawing and SoW | M2 | 3.2 |  | 0 | Drawing and SOW
11 | Supply and installation of gate valve (best quality) nominal diameter = 25 mm as per drawings | pcs | 3 |  | 0 | Drawing and SOW
12 | Supply and installation of water meter with its all necessary accessories (best quality) nominal diameter = 25 mm as per drawings | pcs | 1 |  | 0 | Drawing and SOW
13 | Supply and installation of Steel door (60*60*0.4)cm and 9kg/sq.m for gate valve box and water meter box (anti rust-proof) as per drawings | pcs | 4 |  | 0 | Drawing and SOW
14 | Supply and Installation of (PE100PN16) 32 mm from pump to reservoir as per drawing | ML | 52 |  | 0 | Drawing and SOW
15 | Supply and Installation of (PE100PN16) 25 mm for distribution with Gate valve as per drawing including excavation and filling of pipe trench | ML | 58 |  | 0 | Drawing and SOW
Sub Total B |  |  |  |  | 0
Total PI AFN Value |  |  |  |  | 0
Total PI USD Value |  |  |  |  | USD
Sanitation System
No | Activity description/Item specification | Unit | Volume/quantity | Unit Cost (AFN) | Total Cost (AFN) | Required documents
A: Repairing/Upgrade of Existing Toilet Block
1 | Demolish including old commode removal, destruction of existing unuseful PCC concrete, and excavation for PVC sanitation pipes according to drawings. | L.S | 1 |  | 0 | Not Required
2 | Excavation for foundation of new toilet block | M3 | 1.5 |  | 0 | Drawing and SOW
3 | Filling and Compaction with excavated material | M3 | 3 |  | 0 | Drawing and SOW
4 | Stone masonry with 1:4 of mortar cement for foundation of new toilet block | M3 | 3 |  | 0 | Drawing and SOW
5 | Brick masonry for toilet wall with min.Compressive strength 105kg/sq. cm and best quality in cement mortar 1:4 as per drawing and SoW | M3 | 3.5 |  | 0 | Drawing and SOW
6 | Rcc M200 (1:1.5:3) for slab of new toilet block as per drawing and SoW | M3 | 3 |  | 0 | Drawing and SOW
7 | P.C.C works M150 (1:2:4) concrete pad/side walk, ramp as per drawings and SoW | M3 | 1.5 |  | 0 | Drawing and SOW
8 | Supply and installation of PVC pipe Class D, size 90 = 20m size 120=15m mm as per drawings, with all fittings, glue and labor work for excavation and refixing of walls and floors, from existing hand wash basin to new hand wash basins as per drawings. | ML | 35 |  | 0 | Drawing and SOW
9 | PPR pipe Class D , sizes 25mm = 10m, size 12.5 = 25m as per drawings, with all fittings , glue and labor work for excavation and refixing of walls and floor, as per drawing. | ML | 35 |  | 0 | Drawing and SOW
10 | Supply and installation of Indian commode size 475mmX355cmX405mm made from ceramic material, white color with flush tank with best quality and its all necessary accessories | pcs | 4 |  | 0 | Drawing and SOW
11 | Supply and installation of English commode toilet medium size made from ceramic material, white color with flush tank with best quality and its all necessary accessories | pcs | 1 |  | 0 | Drawing and SOW
12 | Supply and installation of water taps with best quality for hand wash basins and its all accessories as per drawings | pcs | 2 |  | 0 | Drawing and SOW
13 | Supply and installation of hand wash basin with best quality, made from ceramic material, white color with it's all necessary accessories | pcs | 2 |  | 0 | Drawing and SOW
14 | Supply and installation of water taps for toilets with best quality with all necessary accessories as per drawings. | pcs | 5 |  | 0 | Drawing and SOW
15 | Plaster work with thickness of 25mm, including plastering of interior and exterior of toilet blocks with cement mortar 1:4 as per drawing and SoW | M2 | 50 |  | 0 | Drawing and SOW
16 | Tile works: First Class (Pardis), size 40cmX30cm, up to 1.5m height, with cement mortar 1:4 as per drawings and SoW | M2 | 68 |  | 0 | Drawing and SOW
17 | Ceramic work: First Class ceramic for toilet floor, with cement mortar 1:4 as per drawings and SoW | M2 | 25 |  | 0 | Drawing and SOW
18 | Interior and exterior painting: three coats of washable plastic painting and emulsion paint on all walls and ceiling with all necessory work as per drawing and SoW | M2 | 140 |  | 0 | Drawing and SOW
19 | Supply and Installation of Galvanized Rain Gutter size 100*50*0.5 mm | ML | 4 |  | 0 | Drawing and SOW
20 | Supply and installation of Marble stone (Momtaz)white color for stairs with cement mortar 1:4 as per drawings and SoW | M2 | 4 |  | 0 | Drawing and SOW
21 | Supply and Installation of Isogam 5mm with Best Quality for roof of Toilet Blocks as per MC engineer's guidance | M2 | 30 |  | 0 | Drawing and SOW
22 | Supply and installition of Metallic door size (110*200 cm)with frame 9 kg iron boxes, total 28 Kg Weight and including 3 coats of anti rust and oil paint, Fly screen and glasses. | pcs | 1 |  | 0 | Drawing and SOW
23 | Supply and installition of Metallic door size (70*175 cm)with frame 9 kg iron boxes, total 25 Kg Weight and including 3 coats of anti rust and oil paint, Fly screen and glasses. | pcs | 4 |  | 0 | Drawing and SOW
24 | Supply and installition of Metallic window size (30*35 cm)with frame 9 kg iron boxes, including 3 coats of anti rust and oil paint, Fly screen and glasses. | pcs | 5 |  | 0 | Drawing and SOW
Sub Total A |  |  |  |  | 0
B: Construction of Water Drinking facility
1 | Levling of 10M2 Area with Earth Compaction | M2 | 10 |  | 0 | Drawing and SOW
2 | Excavation of foundation for Water Drinking Facility and soak pit as per drawings | M3 | 2.5 |  | 0 | Drawing and SOW
3 | River aggregate with compaction under the P.C.C size (10-25 mm) as per drawings | M3 | 1.5 |  | 0 | Drawings
4 | River aggregate for soak pit, size of (10-50 mm) as per drawings | M3 | 1.3 |  | 0 | Drawings
5 | P.C.C works M150 (1:2:4) concrete pad/side walk and top of soak pit as per drawings and SoW | M3 | 1.5 |  | 0 | Drawing and SOW
6 | Supply and installation of Mosaic with 30*30*3 cm, with cement mortar 1:4 as per drawings and SoW | M2 | 3 |  | 0 | Drawing and SOW
7 | Supply and Installation of 3" GI Pipe for Water Drinking with its all necessary accessories as per drawings | ML | 7 |  | 0 | Drawing and SOW
8 | Supply and Installation of water taps in best quality with all requirements accessories as per MC engineer's guidance | pcs | 8 |  | 0 | Drawing and SOW
Sub Total B |  |  |  |  | 0
C: Construction of Hand Wash facility
1 | Excavation for foundation of hand wash station and soak pit as per drawings | M3 | 2.5 |  | 0 | Drawing and SOW
2 | River aggregate with compaction under the P.C.C size (10-25 mm) as per drawings | M3 | 1 |  | 0 | Drawings
3 | River aggregate for soak pit, size of (10-50 mm) as per drawings | M3 | 2.5 |  | 0 | Drawings
4 | P.C.C works M150 (1:2:4) concrete pad/side walk and top of soak pit as per drawings and SoW | M3 | 1.5 |  | 0 | Drawing and SOW
5 | Brick masonry for hand wash station with min.Compressive strength 105kg/sq. cm and best quality in cement mortar 1:4 as per drawing and SoW | M3 | 2.5 |  | 0 | Drawing and SOW
6 | Supply and installation of Marble stone (Momtaz grade)white color size 20*10*3cm, on walls, with cement mortar 1:4 as per drawings and SoW | M2 | 22 |  | 0 | Drawing and SOW
7 | Plumbing System for hand wash station including 3" PVC and PPR 12.5 mm with its all accessories as per drawings and SoW | L.S | 1 |  | 0 | Drawing and SOW
8 | Supply and Installation of water taps in best quality with all requirements accessories as per MC engineer's guidance | pcs | 8 |  | 0 | Drawing and SOW
9 | Sign board (1.6X1.0)m made of brick work and installation of Marble stone of (80x50)cm as per MC engineer's guidance | pcs | 1 |  | 0 | Not Required
Sub Total C |  |  |  |  | 0
D: Construction of Septic Tank
1 | Excavation of Septic Tank and soak pit on ordinary ground soil as per drawings and SoW | M3 | 34 |  | 0 | Drawing and SOW
2 | Aggregate with compaction of bed for septic tank and installation of plastic layer under the bed as per drawings | M3 | 1.5 |  | 0 | Drawing and SOW
3 | P.C.C works M150 (1:2:4) for bed of septik tank and top of soak pit well | M3 | 2.1 |  | 0 | Drawing and SOW
4 | R.C.C works M200 (1:1.5:3) for roof & walls of septik tank as per drawing and SoW | M3 | 10 |  | 0 | Drawing and SOW
5 | Aggregate River gravel for filling the soak pit size (10-50 mm) as per drawings | M3 | 2.35 |  | 0 | Drawing and SOW
6 | Installation of 60*60*0.4 cm steel lid for top of septic tank as per drawing and SoW | Pcs | 2 |  | 0 | Drawing and SOW
Sub Total D |  |  |  |  | 0
E:Construction of foundation for Water Reservoir
1 | Excavation of foundation | M3 | 13 |  | 0 | Drawing and SOW
2 | PCC M150 (1:2:4) under footings and ring beams | M3 | 1.2 |  | 0 | Drawing and SOW
3 | RCC M200 (1:1.5:3) for footing, ring & coulmn as per drawing and SoW with insatallation of steel plate | M3 | 5.1 |  | 0 | Drawing and SOW
Sub Total E |  |  |  |  | 0
Total PI AFN Value |  |  |  |  | 0
Total PI USD Value |  |  |  |  | USD
Abul Fath High School
Water supply System
No | Activity description/Item specification | Unit | Volume/quantity | Unit Cost (AFN) | Total Cost (AFN) | Required documents
A:Driiling of Well & Construction of Water Reservoir
1 | Drilling of well with 13" diameter | M | 50 |  | 0 | Drawing and SOW
2 | PVC Casing pipe 8" Class C (9 bar resistant ) | ML | 34 |  | 0 | Drawing and SOW
3 | PVC Filter pipe 8" Class C (9 bar resistant) | M | 16 |  | 0 | Drawing and SOW
4 | Clay sealing around the casing pipe | M3 | 1.836 |  | 0 | Drawing and SOW
5 | River gravel pack, maximum grain size (8-12)mm, should be clean, dense, smooth, and uniform | M3 | 0.864 |  | 0 | Drawing and SOW
6 | Compressor test for cleaning of well | Hr | 5 |  | 0 | SOW
7 | Pump test by submersible pump 2m3/hr. with generator continue till equilibrium of dynamic water level reach (minimum for 8 hours) | Hr. | 8 |  | 0 | Drawing and SOW
8 | Rope made of plastic ,10mm thickness white color | pcs | 100 |  | 0 | Drawing and SOW
9 | Brick masonry for protection box with min.Compressive strength 105kg/sq. cm and best quality in cement mortar 1:4 as per drawing and SoW | M3 | 0.5 |  | 0 | Drawing and SOW
10 | Plastering of protection well box walls with cement mortar 1:3 as per drawing and SoW | M2 | 5 |  | 0 | Drawing and SOW
11 | Supply and installation of Steel door (60*60*0.4)cm and 9kg/sq.m for well box (anti rust-proof) as per drawings | pcs | 1 |  | 0 | Drawing and SOW
12 | Construction and installation of (10 cu. m) steel elevated water reservoir with its all necessary accessories as per drawings and SoW | L.S | 1 |  | 0 | Drawing and SOW
Sub Total A |  |  |  |  | 0
B: Construction of Solar System
1 | P.C.C M150 (1:2:4) for foundation of solar ground stand as per drawing and SoW | M3 | 1.256 |  | 0 | Drawing and SOW
2 | Supply and Installation of steel stand for 8 solar panels as per drawings with 2 coat painting including anti rust and oil painting and all necessary accessories | set | 1 |  | 0 | Drawing and SOW
3 | Motor cable 4*2.5mm2 ( Moghan Cable) | ML | 77 |  | 0 | Drawing and SOW
4 | Solar cable 2*6mm2 ( Moghan Cable) | ML | 20 |  | 0 | Drawing and SOW
5 | Control Box with accessories (PV disconnect switch IP 54, Float switch, well probe sensors electronic) | L.S | 1 |  | 0 | Drawing and SOW
6 | Supply and installation of Solar Panel 270W Poly crystalline 38.00 vat (9.21A) Made in Germany | pcs | 8 |  | 0 | Drawing and SOW
7 | Supply and installation of 1.5" Submersible Pump PEDROLLO 4SR1.5/17 1HP 0.75Kw 220V 3phase | pcs | 1 |  | 0 | Drawing and SOW
8 | Inverter vacon IP 66 2.2kw 220 V Made in Italy | pcs | 1 |  | 0 | Drawing and SOW
9 | Brick masonry for gate valve box and water meter box with min.Compressive strength 105kg/sq. cm and best quality in cement mortar 1:4 as per drawing and SoW | M3 | 0.96 |  | 0 | Drawing and SOW
10 | Plastering of gate valve box and water meter box walls with cement mortar 1:4 as per drawing and SoW | M2 | 3.2 |  | 0 | Drawing and SOW
11 | Supply and installation of gate valve (best quality) nominal diameter = 25 mm as per drawings | pcs | 3 |  | 0 | Drawing and SOW
12 | Supply and installation of water meter with its all necessary accessories (best quality) nominal diameter = 25 mm as per drawings | pcs | 1 |  | 0 | Drawing and SOW
13 | Supply and installation of Steel door (60*60*0.4)cm and 9kg/sq.m for gate valve box and water meter box (anti rust-proof) as per drawings | pcs | 4 |  | 0 | Drawing and SOW
14 | Supply and Installation of (PE100PN16) 32 mm from pump to reservoir as per drawing | ML | 52 |  | 0 | Drawing and SOW
15 | Supply and Installation of (PE100PN16) 25 mm for distribution with Gate valve as per drawing including excavation and filling of pipe trench | ML | 143 |  | 0 | Drawing and SOW
Sub Total B |  |  |  |  | 0
Total PI AFN Value |  |  |  |  | 0
Total PI USD Value |  |  |  |  | USD
Sanitation System
No | Activity description/Item specification | Unit | Volume/quantity | Unit Cost (AFN) | Total Cost (AFN) | Required documents
A: Repairing/Upgrade of Existing Toilet Block
1 | Demolish including old commode removal, destruction of existing unuseful PCC concrete, and excavation for PVC sanitation pipes according to drawings. | L.S | 1 |  | 0 | Not Required
2 | Supply and installation of PVC pipe Class D, size 90 = 20m size 120=20m mm as per drawings, with all fittings, glue and labor work for excavation and refixing of walls and floors, from existing hand wash basin to new hand wash basins as per drawings. | ML | 40 |  | 0 | Drawing and SOW
3 | PPR pipe Class D , sizes 25mm = 35m, size 12.5 = 20m as per drawings, with all fittings , glue and labor work for excavation and refixing of walls and floor, as per drawing. | ML | 55 |  | 0 | Drawing and SOW
4 | Supply and installation of Indian commode size 475mmX355cmX405mm made from ceramic material, white color with flush tank with best quality and its all necessary accessories | pcs | 10 |  | 0 | Drawing and SOW
5 | Supply and installation of English commode toilet medium size made from ceramic material, white color with flush tank with best quality and its all necessary accessories | pcs | 1 |  | 0 | Drawing and SOW
6 | Supply and installation of water taps with best quality for hand wash basins and its all accessories as per drawings | pcs | 2 |  | 0 | Drawing and SOW
7 | Supply and installation of hand wash basin with best quality, made from ceramic material, white color with it's all necessary accessories | pcs | 2 |  | 0 | Drawing and SOW
8 | Supply and installation of water taps for toilets with best quality with all necessary accessories as per drawings. | pcs | 11 |  | 0 | Drawing and SOW
9 | Plaster work with thickness of 25mm, including plastering of interior and exterior of toilet blocks with cement mortar 1:4 as per drawing and SoW | M2 | 5 |  | 0 | Drawing and SOW
10 | Tile works: First Class (Pardis), size 40cmX30cm, up to 1.5m height, with cement mortar 1:4 as per drawings and SoW | M2 | 110 |  | 0 | Drawing and SOW
11 | Ceramic work: First Class ceramic for toilet floor, with cement mortar 1:4 as per drawings and SoW | M2 | 45 |  | 0 | Drawing and SOW
12 | Interior and exterior painting: three coats of washable plastic painting and emulsion paint on all walls and ceiling with all necessory work as per drawing and SoW | M2 | 200 |  | 0 | Drawing and SOW
13 | Supply and Installation of Galvanized Rain Gutter size 100*50*0.5 mm | ML | 8 |  | 0 | Drawing and SOW
14 | Supply and installation of Marble stone (Momtaz)white color for stairs with cement mortar 1:4 as per drawings and SoW | M2 | 25 |  | 0 | Drawing and SOW
15 | Supply and Intallation of Steel Hand Rail for Stairs and rump made from Irone box 40*40*2 mm with 3 coat of oil painting including | ML | 22 |  | 0 | Drawing and SOW
16 | Supply and Installation of Isogam 5mm with Best Quality for roof of Toilet Blocks as per MC engineer's guidance | M2 | 60 |  | 0 | Drawing and SOW
17 | Supply and installition of Metallic door size (110*190 cm)with frame 9 kg iron boxes, total 28 Kg Weight including 3 coats of anti rust and oil paint, Fly screen and glasses. | pcs | 1 |  | 0 | Drawing and SOW
18 | Repair/reinstallation of Ten existing Metallic doors size (70*175 cm) and Towelve Metallic Windows size (50*50cm), including 3 coats anti rust, oil paint and glasses As per Drawings | L.S | 1 |  | 0 | Drawing and SOW
19 | P.C.C works M150 (1:2:4) concrete pad/side walk, ramp as per drawings and SoW | M3 | 2.5 |  | 0 | Drawing and SOW
Sub Total A |  |  |  |  | 0
B: Construction of Water Drinking facility
1 | Levling of 10M2 Area with Earth Compaction | M2 | 10 |  | 0 | Drawing and SOW
2 | Excavation of foundation for Water Drinking Facility and soak pit as per drawings | M3 | 2.5 |  | 0 | Drawing and SOW
3 | River aggregate with compaction under the P.C.C size (10-25 mm) as per drawings | M3 | 1.5 |  | 0 | Drawings
4 | River aggregate for soak pit, size of (10-50 mm) as per drawings | M3 | 1.3 |  | 0 | Drawings
5 | P.C.C works M150 (1:2:4) concrete pad/side walk and top of soak pit as per drawings and SoW | M3 | 1.5 |  | 0 | Drawing and SOW
6 | Supply and installation of Mosaic with 30*30*3 cm, with cement mortar 1:4 as per drawings and SoW | M2 | 3 |  | 0 | Drawing and SOW
7 | Supply and Installation of 3" GI Pipe for Water Drinking with its all necessary accessories as per drawings | ML | 7 |  | 0 | Drawing and SOW
8 | Supply and Installation of water taps in best quality with all requirements accessories as per MC engineer's guidance | pcs | 8 |  | 0 | Drawing and SOW
Sub Total B |  |  |  |  | 0
C: Construction of Hand Wash facility
1 | Excavation for foundation of hand wash station and soak pit as per drawings | M3 | 2.5 |  | 0 | Drawing and SOW
2 | River aggregate with compaction under the P.C.C size (10-25 mm) as per drawings | M3 | 1 |  | 0 | Drawings
3 | River aggregate for soak pit, size of (10-50 mm) as per drawings | M3 | 2.5 |  | 0 | Drawings
4 | P.C.C works M150 (1:2:4) concrete pad/side walk and top of soak pit as per drawings and SoW | M3 | 1.5 |  | 0 | Drawing and SOW
5 | Brick masonry for hand wash station with min.Compressive strength 105kg/sq. cm and best quality in cement mortar 1:4 as per drawing and SoW | M3 | 2.5 |  | 0 | Drawing and SOW
6 | Supply and installation of Marble stone (Momtaz grade)white color size 20*10*3cm, on walls, with cement mortar 1:4 as per drawings and SoW | M2 | 22 |  | 0 | Drawing and SOW
7 | Plumbing System for hand wash station including 3" PVC and PPR 12.5 mm with its all accessories as per drawings and SoW | L.S | 1 |  | 0 | Drawing and SOW
8 | Supply and Installation of water taps in best quality with all requirements accessories as per MC engineer's guidance | pcs | 8 |  | 0 | Drawing and SOW
9 | Sign board (1.6X1.0)m made of brick work and installation of Marble stone of (80x50)cm as per MC engineer's guidance | pcs | 1 |  | 0 | Not Required
Sub Total C |  |  |  |  | 0
D: Construction of Septic Tank
1 | Excavation of Septic Tank and soak pit on ordinary ground soil as per drawings and SoW | M3 | 34 |  | 0 | Drawing and SOW
2 | Aggregate with compaction of bed for septic tank and installation of plastic layer under the bed as per drawings | M3 | 1.5 |  | 0 | Drawing and SOW
3 | P.C.C works M150 (1:2:4) for bed of septik tank and top of soak pit well | M3 | 2.1 |  | 0 | Drawing and SOW
4 | R.C.C works M200 (1:1.5:3) for roof & walls of septik tank as per drawing and SoW | M3 | 10 |  | 0 | Drawing and SOW
5 | Aggregate River gravel for filling the soak pit size (10-50 mm) as per drawings | M3 | 2.35 |  | 0 | Drawing and SOW
6 | Installation of 60*60*0.4 cm steel lid for top of septic tank as per drawing and SoW | Pcs | 2 |  | 0 | Drawing and SOW
Sub Total D |  |  |  |  | 0
E: Construction of foundation for Water Reservoir
1 | Excavation of foundation | M3 | 13 |  | 0 | Drawing and SOW
2 | PCC M150 (1:2:4) under footings and ring beams | M3 | 1.2 |  | 0 | Drawing and SOW
3 | RCC M200 (1:1.5:3) for footing, ring & coulmn as per drawing and SoW with insatallation of steel plate | M3 | 5.1 |  | 0 | Drawing and SOW
Sub Total E |  |  |  |  | 0
Total PI AFN Value |  |  |  |  | 0
Total PI USD Value |  |  |  |  | USD
Dahan Ghar High School
Water supply System
No | Activity description/Item specification | Unit | Volume/quantity | Unit Cost (AFN) | Total Cost (AFN) | Required documents
A:Driiling of Well & Construction of Water Reservoir
1 | Drilling of well with 13" diameter | M | 50 |  | 0 | Drawing and SOW
2 | PVC Casing pipe 8" Class C (9 bar resistant ) | ML | 34 |  | 0 | Drawing and SOW
3 | PVC Filter pipe 8" Class C (9 bar resistant) | M | 16 |  | 0 | Drawing and SOW
4 | Clay sealing around the casing pipe | M3 | 1.836 |  | 0 | Drawing and SOW
5 | River gravel pack, maximum grain size (8-12)mm, should be clean, dense, smooth, and uniform | M3 | 0.864 |  | 0 | Drawing and SOW
6 | Compressor test for cleaning of well | Hr | 5 |  | 0 | SOW
7 | Pump test by submersible pump 2m3/hr. with generator continue till equilibrium of dynamic water level reach (minimum for 8 hours) | Hr. | 8 |  | 0 | Drawing and SOW
8 | Rope made of plastic ,10mm thickness white color | pcs | 100 |  | 0 | Drawing and SOW
9 | Brick masonry for protection box with min.Compressive strength 105kg/sq. cm and best quality in cement mortar 1:4 as per drawing and SoW | M3 | 0.5 |  | 0 | Drawing and SOW
10 | Plastering of protection well box walls with cement mortar 1:3 as per drawing and SoW | M2 | 5 |  | 0 | Drawing and SOW
11 | Supply and installation of Steel door (60*60*0.4)cm and 9kg/sq.m for well box (anti rust-proof) as per drawings | pcs | 1 |  | 0 | Drawing and SOW
12 | Construction and installation of (10 cu. m) steel elevated water reservoir with its all necessary accessories as per drawings and SoW | L.S | 1 |  | 0 | Drawing and SOW
Sub Total A |  |  |  |  | 0
B: Construction of Solar System
1 | P.C.C M150 (1:2:4) for foundation of solar ground stand as per drawing and SoW | M3 | 1.256 |  | 0 | Drawing and SOW
2 | Supply and Installation of steel stand for 8 solar panels as per drawings with 2 coat painting including anti rust and oil painting and all necessary accessories | set | 1 |  | 0 | Drawing and SOW
3 | Motor cable 4*2.5mm2 ( Moghan Cable) | ML | 67 |  | 0 | Drawing and SOW
4 | Solar cable 2*6mm2 ( Moghan Cable) | ML | 20 |  | 0 | Drawing and SOW
5 | Control Box with accessories (PV disconnect switch IP 54, Float switch, well probe sensors electronic) | L.S | 1 |  | 0 | Drawing and SOW
6 | Supply and installation of Solar Panel 270W Poly crystalline 38.00 vat (9.21A) Made in Germany | pcs | 8 |  | 0 | Drawing and SOW
7 | Supply and installation of 1.5" Submersible Pump PEDROLLO 4SR1.5/17 1HP 0.75Kw 220V 3phase | pcs | 1 |  | 0 | Drawing and SOW
8 | Inverter vacon IP 66 2.2kw 220 V Made in Italy | pcs | 1 |  | 0 | Drawing and SOW
9 | Brick masonry for gate valve box and water meter box with min.Compressive strength 105kg/sq. cm and best quality in cement mortar 1:4 as per drawing and SoW | M3 | 0.96 |  | 0 | Drawing and SOW
10 | Plastering of gate valve box and water meter box walls with cement mortar 1:4 as per drawing and SoW | M2 | 3.2 |  | 0 | Drawing and SOW
11 | Supply and installation of gate valve (best quality) nominal diameter = 25 mm as per drawings | pcs | 3 |  | 0 | Drawing and SOW
12 | Supply and installation of water meter with its all necessary accessories (best quality) nominal diameter = 25 mm as per drawings | pcs | 1 |  | 0 | Drawing and SOW
13 | Supply and installation of Steel door (60*60*0.4)cm and 9kg/sq.m for gate valve box and water meter box (anti rust-proof) as per drawings | pcs | 4 |  | 0 | Drawing and SOW
14 | Supply and Installation of (PE100PN16) 32 mm from pump to reservoir as per drawing | ML | 52 |  | 0 | Drawing and SOW
15 | Supply and Installation of (PE100PN16) 25 mm for distribution with Gate valve as per drawing including excavation and filling of pipe trench | ML | 46 |  | 0 | Drawing and SOW
Sub Total B |  |  |  |  | 0
Total PI AFN Value |  |  |  |  | 0
Total PI USD Value |  |  |  |  | USD
Sanitation System
No | Activity description/Item specification | Unit | Volume/quantity | Unit Cost (AFN) | Total Cost (AFN) | Required documents
A: Repairing/Upgrade of Existing Toilet Block
1 | Demolish including old commode removal, destruction of existing unuseful PCC concrete, and excavation for PVC sanitation pipes according to drawings. | L.S | 1 |  | 0 | Not Required
2 | Supply and installation of PVC pipe Class D, size 90 = 10m size 120=20m mm as per drawings, with all fittings, glue and labor work for excavation and refixing of walls and floors, from existing hand wash basin to new hand wash basins as per drawings. | ML | 30 |  | 0 | Drawing and SOW
3 | PPR pipe Class D , sizes 25mm = 15m, size 12.5 = 30m as per drawings, with all fittings , glue and labor work for excavation and refixing of walls and floor, as per drawing. | ML | 45 |  | 0 | Drawing and SOW
4 | Supply and installation of Indian commode size 475mmX355cmX405mm made from ceramic material, white color with flush tank with best quality and its all necessary accessories | pcs | 7 |  | 0 | Drawing and SOW
5 | Supply and installation of English commode toilet medium size made from ceramic material, white color with flush tank with best quality and its all necessary accessories | pcs | 1 |  | 0 | Drawing and SOW
6 | Supply and installation of water taps with best quality for hand wash basins and its all accessories as per drawings | pcs | 2 |  | 0 | Drawing and SOW
7 | Supply and installation of hand wash basin with best quality, made from ceramic material, white color with it's all necessary accessories | pcs | 2 |  | 0 | Drawing and SOW
8 | Supply and installation of water taps for toilets with best quality with all necessary accessories as per drawings. | pcs | 8 |  | 0 | Drawing and SOW
9 | Brick masonry for toilet wall with min.Compressive strength 105kg/sq. cm and best quality in cement mortar 1:4 as per drawing and SoW | M3 | 3 |  | 0 | Drawing and SOW
10 | Plaster work with thickness of 25mm, including plastering of interior and exterior of toilet blocks with cement mortar 1:4 as per drawing and SoW | M2 | 23 |  | 0 | Drawing and SOW
11 | Tile works: First Class (Pardis), size 40cmX30cm, up to 1.5m height, with cement mortar 1:4 as per drawings and SoW | M2 | 80 |  | 0 | Drawing and SOW
12 | Ceramic work: First Class ceramic for toilet floor, with cement mortar 1:4 as per drawings and SoW | M2 | 30 |  | 0 | Drawing and SOW
13 | Interior and exterior painting: three coats of washable plastic painting and emulsion paint on all walls and ceiling with all necessory work as per drawing and SoW | M2 | 230 |  | 0 | Drawing and SOW
14 | Supply and Installation of Galvanized Rain Gutter size 100*50*0.5 mm | ML | 8 |  | 0 | Drawing and SOW
15 | Supply and installation of Marble stone (Momtaz)white color for stairs with cement mortar 1:4 as per drawings and SoW | M2 | 15 |  | 0 | Drawing and SOW
16 | Supply and Intallation of Steel Hand Rail for Stairs and rump made from Irone box 40*40*2 mm with 3 coat of oil painting including | ML | 12 |  | 0 | Drawing and SOW
17 | Supply and Installation of Isogam 5mm with Best Quality for roof of Toilet Blocks as per MC engineer's guidance | M2 | 45 |  | 0 | Drawing and SOW
18 | Supply and installition of Metallic door size (110*190 cm)with frame 9 kg iron boxes, total 28 Kg Weight including 3 coats of anti rust and oil paint, Fly screen and glasses. | pcs | 1 |  | 0 | Drawing and SOW
19 | Repair/reinstallation of Seven existing Metallic doors size (70*180) and Nine Metallic Windows size (36*77 cm), including 3 coats anti rust, oil paint and glasses As per Drawings | L.S | 1 |  | 0 | Drawing and SOW
20 | P.C.C works M150 (1:2:4) concrete pad/side walk, ramp as per drawings and SoW | M3 | 2.5 |  | 0 | Drawing and SOW
Sub Total A |  |  |  |  | 0
B: Construction of Water Drinking facility
1 | Levling of 10M2 Area with Earth Compaction | M2 | 10 |  | 0 | Drawing and SOW
2 | Excavation of foundation for Water Drinking Facility and soak pit as per drawings | M3 | 2.5 |  | 0 | Drawing and SOW
3 | River aggregate with compaction under the P.C.C size (10-25 mm) as per drawings | M3 | 1.5 |  | 0 | Drawings
4 | River aggregate for soak pit, size of (10-50 mm) as per drawings | M3 | 1.3 |  | 0 | Drawings
5 | P.C.C works M150 (1:2:4) concrete pad/side walk and top of soak pit as per drawings and SoW | M3 | 1.5 |  | 0 | Drawing and SOW
6 | Supply and installation of Mosaic with 30*30*3 cm, with cement mortar 1:4 as per drawings and SoW | M2 | 3 |  | 0 | Drawing and SOW
7 | Supply and Installation of 3" GI Pipe for Water Drinking with its all necessary accessories as per drawings | ML | 7 |  | 0 | Drawing and SOW
8 | Supply and Installation of water taps in best quality with all requirements accessories as per MC engineer's guidance | pcs | 8 |  | 0 | Drawing and SOW
Sub Total B |  |  |  |  | 0
C: Construction of Hand Wash facility
1 | Excavation for foundation of hand wash station and soak pit as per drawings | M3 | 2.5 |  | 0 | Drawing and SOW
2 | River aggregate with compaction under the P.C.C size (10-25 mm) as per drawings | M3 | 1 |  | 0 | Drawings
3 | River aggregate for soak pit, size of (10-50 mm) as per drawings | M3 | 2.5 |  | 0 | Drawings
4 | P.C.C works M150 (1:2:4) concrete pad/side walk and top of soak pit as per drawings and SoW | M3 | 1.5 |  | 0 | Drawing and SOW
5 | Brick masonry for hand wash station with min.Compressive strength 105kg/sq. cm and best quality in cement mortar 1:4 as per drawing and SoW | M3 | 2.5 |  | 0 | Drawing and SOW
6 | Supply and installation of Marble stone (Momtaz grade)white color size 20*10*3cm, on walls, with cement mortar 1:4 as per drawings and SoW | M2 | 22 |  | 0 | Drawing and SOW
7 | Plumbing System for hand wash station including 3" PVC and PPR 12.5 mm with its all accessories as per drawings and SoW | L.S | 1 |  | 0 | Drawing and SOW
8 | Supply and Installation of water taps in best quality with all requirements accessories as per MC engineer's guidance | pcs | 8 |  | 0 | Drawing and SOW
9 | Sign board (1.6X1.0)m made of brick work and installation of Marble stone of (80x50)cm as per MC engineer's guidance | pcs | 1 |  | 0 | Not Required
Sub Total C |  |  |  |  | 0
D: Construction of Septic Tank
1 | Excavation of Septic Tank and soak pit on ordinary ground soil as per drawings and SoW | M3 | 34 |  | 0 | Drawing and SOW
2 | Aggregate with compaction of bed for septic tank and installation of plastic layer under the bed as per drawings | M3 | 1.5 |  | 0 | Drawing and SOW
3 | P.C.C works M150 (1:2:4) for bed of septik tank and top of soak pit well | M3 | 2.1 |  | 0 | Drawing and SOW
4 | R.C.C works M200 (1:1.5:3) for roof & walls of septik tank as per drawing and SoW | M3 | 10 |  | 0 | Drawing and SOW
5 | Aggregate River gravel for filling the soak pit size (10-50 mm) as per drawings | M3 | 2.35 |  | 0 | Drawing and SOW
6 | Installation of 60*60*0.4 cm steel lid for top of septic tank as per drawing and SoW | Pcs | 2 |  | 0 | Drawing and SOW
Sub Total D |  |  |  |  | 0
E:Construction of foundation for Water Reservoir
1 | Excavation of foundation | M3 | 13 |  | 0 | Drawing and SOW
2 | PCC M150 (1:2:4) under footings and ring beams | M3 | 1.2 |  | 0 | Drawing and SOW
3 | RCC M200 (1:1.5:3) for footing, ring & coulmn as per drawing and SoW with insatallation of steel plate | M3 | 5.1 |  | 0 | Drawing and SOW
Sub Total E
Total PI AFN Value |  |  |  |  | 0
Total PI USD Value |  |  |  |  | USD
Sarab Girl's High School
Water supply System
No | Activity description/Item specification | Unit | Volume/quantity | Unit Cost (AFN) | Total Cost (AFN) | Required documents
A:Driiling of Well & Construction of Water Reservoir
1 | Drilling of well with 13" diameter | M | 50 |  | 0 | Drawing and SOW
2 | PVC Casing pipe 8" Class C (9 bar resistant ) | ML | 34 |  | 0 | Drawing and SOW
3 | PVC Filter pipe 8" Class C (9 bar resistant) | M | 16 |  | 0 | Drawing and SOW
4 | Clay sealing around the casing pipe | M3 | 1.836 |  | 0 | Drawing and SOW
5 | River gravel pack, maximum grain size (8-12)mm, should be clean, dense, smooth, and uniform | M3 | 0.864 |  | 0 | Drawing and SOW
6 | Compressor test for cleaning of well | Hr | 5 |  | 0 | SOW
7 | Pump test by submersible pump 2m3/hr. with generator continue till equilibrium of dynamic water level reach (minimum for 8 hours) | Hr. | 8 |  | 0 | Drawing and SOW
8 | Rope made of plastic ,10mm thickness white color | pcs | 100 |  | 0 | Drawing and SOW
9 | Brick masonry for protection box with min.Compressive strength 105kg/sq. cm and best quality in cement mortar 1:4 as per drawing and SoW | M3 | 0.5 |  | 0 | Drawing and SOW
10 | Plastering of protection well box walls with cement mortar 1:3 as per drawing and SoW | M2 | 5 |  | 0 | Drawing and SOW
11 | Supply and installation of Steel door (60*60*0.4)cm and 9kg/sq.m for well box (anti rust-proof) as per drawings | pcs | 1 |  | 0 | Drawing and SOW
12 | Construction and installation of (10 cu. m) steel elevated water reservoir with its all necessary accessories as per drawings and SoW | L.S | 1 |  | 0 | Drawing and SOW
Sub Total A |  |  |  |  | 0
B: Construction of Solar System
1 | P.C.C M150 (1:2:4) for foundation of solar ground stand as per drawing and SoW | M3 | 1.256 |  | 0 | Drawing and SOW
2 | Supply and Installation of steel stand for 8 solar panels as per drawings with 2 coat painting including anti rust and oil painting and all necessary accessories | set | 1 |  | 0 | Drawing and SOW
3 | Motor cable 4*2.5mm2 ( Moghan Cable) | ML | 67 |  | 0 | Drawing and SOW
4 | Solar cable 2*6mm2 ( Moghan Cable) | ML | 20 |  | 0 | Drawing and SOW
5 | Control Box with accessories (PV disconnect switch IP 54, Float switch, well probe sensors electronic) | L.S | 1 |  | 0 | Drawing and SOW
6 | Supply and installation of Solar Panel 270W Poly crystalline 38.00 vat (9.21A) Made in Germany | pcs | 8 |  | 0 | Drawing and SOW
7 | Supply and installation of 1.5" Submersible Pump PEDROLLO 4SR1.5/17 1HP 0.75Kw 220V 3phase | pcs | 1 |  | 0 | Drawing and SOW
8 | Inverter vacon IP 66 2.2kw 220 V Made in Italy | pcs | 1 |  | 0 | Drawing and SOW
9 | Brick masonry for gate valve box and water meter box with min.Compressive strength 105kg/sq. cm and best quality in cement mortar 1:4 as per drawing and SoW | M3 | 0.96 |  | 0 | Drawing and SOW
10 | Plastering of gate valve box and water meter box walls with cement mortar 1:4 as per drawing and SoW | M2 | 3.2 |  | 0 | Drawing and SOW
11 | Supply and installation of gate valve (best quality) nominal diameter = 25 mm as per drawings | pcs | 3 |  | 0 | Drawing and SOW
12 | Supply and installation of water meter with its all necessary accessories (best quality) nominal diameter = 25 mm as per drawings | pcs | 1 |  | 0 | Drawing and SOW
13 | Supply and installation of Steel door (60*60*0.4)cm and 9kg/sq.m for gate valve box and water meter box (anti rust-proof) as per drawings | pcs | 4 |  | 0 | Drawing and SOW
14 | Supply and Installation of (PE100PN16) 32 mm from pump to reservoir as per drawing | ML | 52 |  | 0 | Drawing and SOW
15 | Supply and Installation of (PE100PN16) 25 mm for distribution with Gate valve as per drawing including excavation and filling of pipe trench | ML | 108 |  | 0 | Drawing and SOW
Sub Total B |  |  |  |  | 0
Total PI AFN Value |  |  |  |  | 0
Total PI USD Value |  |  |  |  | USD
Sanitation System
No | Activity description/Item specification | Unit | Volume/quantity | Unit Cost (AFN) | Total Cost (AFN) | Required documents
A: Repairing/Upgrade of Existing Toilet Block
1 | Demolish including old commode removal, destruction of existing unuseful PCC concrete, and excavation for PVC sanitation pipes according to drawings. | L.S | 1 |  | 0 | Not Required
2 | Supply and installation of PVC pipe Class D, size 90 = 20m size 120=20m mm as per drawings, with all fittings, glue and labor work for excavation and refixing of walls and floors, from existing hand wash basin to new hand wash basins as per drawings. | ML | 40 |  | 0 | Drawing and SOW
3 | PPR pipe Class D , sizes 25mm = 25m, size 12.5 = 30m as per drawings, with all fittings , glue and labor work for excavation and refixing of walls and floor, as per drawing. | ML | 55 |  | 0 | Drawing and SOW
4 | Supply and installation of Indian commode size 475mmX355cmX405mm made from ceramic material, white color with flush tank with best quality and its all necessary accessories | pcs | 5 |  | 0 | Drawing and SOW
5 | Supply and installation of English commode toilet medium size made from ceramic material, white color with flush tank with best quality and its all necessary accessories | pcs | 1 |  | 0 | Drawing and SOW
6 | Supply and installation of water taps with best quality for hand wash basins and its all accessories as per drawings | pcs | 2 |  | 0 | Drawing and SOW
7 | Supply and installation of hand wash basin with best quality, made from ceramic material, white color with it's all necessary accessories | pcs | 2 |  | 0 | Drawing and SOW
8 | Supply and installation of water taps for toilets with best quality with all necessary accessories as per drawings. | pcs | 6 |  | 0 | Drawing and SOW
9 | Plaster work with thickness of 25mm, including plastering of interior and exterior of toilet blocks with cement mortar 1:4 as per drawing and SoW | M2 | 8 |  | 0 | Drawing and SOW
10 | Tile works: First Class (Pardis), size 40cmX30cm, up to 1.5m height, with cement mortar 1:4 as per drawings and SoW | M2 | 110 |  | 0 | Drawing and SOW
11 | Ceramic work: First Class ceramic for toilet floor, with cement mortar 1:4 as per drawings and SoW | M2 | 45 |  | 0 | Drawing and SOW
12 | Interior and exterior painting: three coats of washable plastic painting and emulsion paint on all walls and ceiling with all necessory work as per drawing and SoW | M2 | 200 |  | 0 | Drawing and SOW
13 | Supply and Installation of Galvanized Rain Gutter size 100*50*0.5 mm | ML | 8 |  | 0 | Drawing and SOW
14 | Supply and installation of Marble stone (Momtaz)white color for stairs with cement mortar 1:4 as per drawings and SoW | M2 | 25 |  | 0 | Drawing and SOW
15 | Supply and Intallation of Steel Hand Rail for Stairs and rump made from Irone box 40*40*2 mm with 3 coat of oil painting including | ML | 15 |  | 0 | Drawing and SOW
16 | Supply and Installation of Isogam 5mm with Best Quality for roof of Toilet Blocks as per MC engineer's guidance | M2 | 60 |  | 0 | Drawing and SOW
17 | Repair/reinstallation of Seven existing Metallic doors size (70*175 cm) and six Metallic Windows size (60*50cm), including 3 coats anti rust, oil paint and glasses As per Drawings | L.S | 1 |  | 0 | Drawing and SOW
18 | P.C.C works M150 (1:2:4) concrete pad/side walk, ramp as per drawings and SoW | M3 | 2.5 |  | 0 | Drawing and SOW
Sub Total A |  |  |  |  | 0
B: Construction of Water Drinking facility
1 | Levling of 10M2 Area with Earth Compaction | M2 | 10 |  | 0 | Drawing and SOW
2 | Excavation of foundation for Water Drinking Facility and soak pit as per drawings | M3 | 2.5 |  | 0 | Drawing and SOW
3 | River aggregate with compaction under the P.C.C size (10-25 mm) as per drawings | M3 | 1.5 |  | 0 | Drawings
4 | River aggregate for soak pit, size of (10-50 mm) as per drawings | M3 | 1.3 |  | 0 | Drawings
5 | P.C.C works M150 (1:2:4) concrete pad/side walk and top of soak pit as per drawings and SoW | M3 | 1.5 |  | 0 | Drawing and SOW
6 | Supply and installation of Mosaic with 30*30*3 cm, with cement mortar 1:4 as per drawings and SoW | M2 | 3 |  | 0 | Drawing and SOW
7 | Supply and Installation of 3" GI Pipe for Water Drinking with its all necessary accessories as per drawings | ML | 7 |  | 0 | Drawing and SOW
8 | Supply and Installation of water taps in best quality with all requirements accessories as per MC engineer's guidance | pcs | 8 |  | 0 | Drawing and SOW
Sub Total B |  |  |  |  | 0
C: Construction of Hand Wash facility
1 | Excavation for foundation of hand wash station and soak pit as per drawings | M3 | 2.5 |  | 0 | Drawing and SOW
2 | River aggregate with compaction under the P.C.C size (10-25 mm) as per drawings | M3 | 1 |  | 0 | Drawings
3 | River aggregate for soak pit, size of (10-50 mm) as per drawings | M3 | 2.5 |  | 0 | Drawings
4 | P.C.C works M150 (1:2:4) concrete pad/side walk and top of soak pit as per drawings and SoW | M3 | 1.5 |  | 0 | Drawing and SOW
5 | Brick masonry for hand wash station with min.Compressive strength 105kg/sq. cm and best quality in cement mortar 1:4 as per drawing and SoW | M3 | 2.5 |  | 0 | Drawing and SOW
6 | Supply and installation of Marble stone (Momtaz grade)white color size 20*10*3cm, on walls, with cement mortar 1:4 as per drawings and SoW | M2 | 22 |  | 0 | Drawing and SOW
7 | Plumbing System for hand wash station including 3" PVC and PPR 12.5 mm with its all accessories as per drawings and SoW | L.S | 1 |  | 0 | Drawing and SOW
8 | Supply and Installation of water taps in best quality with all requirements accessories as per MC engineer's guidance | pcs | 8 |  | 0 | Drawing and SOW
9 | Sign board (1.6X1.0)m made of brick work and installation of Marble stone of (80x50)cm as per MC engineer's guidance | pcs | 1 |  | 0 | Not Required
Sub Total C |  |  |  |  | 0
D: Construction of Septic Tank
1 | Excavation of Septic Tank and soak pit on ordinary ground soil as per drawings and SoW | M3 | 34 |  | 0 | Drawing and SOW
2 | Aggregate with compaction of bed for septic tank and installation of plastic layer under the bed as per drawings | M3 | 1.5 |  | 0 | Drawing and SOW
3 | P.C.C works M150 (1:2:4) for bed of septik tank and top of soak pit well | M3 | 2.1 |  | 0 | Drawing and SOW
4 | R.C.C works M200 (1:1.5:3) for roof & walls of septik tank as per drawing and SoW | M3 | 10 |  | 0 | Drawing and SOW
5 | Aggregate River gravel for filling the soak pit size (10-50 mm) as per drawings | M3 | 2.35 |  | 0 | Drawing and SOW
6 | Installation of 60*60*0.4 cm steel lid for top of septic tank as per drawing and SoW | Pcs | 2 |  | 0 | Drawing and SOW
Sub Total D |  |  |  |  | 0
E:Construction of foundation for Water Reservoir
1 | Excavation of foundation | M3 | 13 |  | 0 | Drawing and SOW
2 | PCC M150 (1:2:4) under footings and ring beams | M3 | 1.2 |  | 0 | Drawing and SOW
3 | RCC M200 (1:1.5:3) for footing, ring & coulmn as per drawing and SoW with insatallation of steel plate | M3 | 5.1 |  | 0 | Drawing and SOW
Sub Total E |  |  |  |  | 0
Total PI AFN Value |  |  |  |  | 0
Total PI USD Value |  |  |  |  | USD
Yeke Derakht High School
Water supply System
No | Activity description/Item specification | Unit | Volume/quantity | Unit Cost (AFN) | Total Cost (AFN) | Required documents
A:Driiling of Well & Construction of Water Reservoir
1 | Drilling of well with 13" diameter | M | 50 |  | 0 | Drawing and SOW
2 | PVC Casing pipe 8" Class C (9 bar resistant ) | ML | 34 |  | 0 | Drawing and SOW
3 | PVC Filter pipe 8" Class C (9 bar resistant) | M | 16 |  | 0 | Drawing and SOW
4 | Clay sealing around the casing pipe | M3 | 1.836 |  | 0 | Drawing and SOW
5 | River gravel pack, maximum grain size (8-12)mm, should be clean, dense, smooth, and uniform | M3 | 0.864 |  | 0 | Drawing and SOW
6 | Compressor test for cleaning of well | Hr | 5 |  | 0 | SOW
7 | Pump test by submersible pump 2m3/hr. with generator continue till equilibrium of dynamic water level reach (minimum for 8 hours) | Hr. | 8 |  | 0 | Drawing and SOW
8 | Rope made of plastic ,10mm thickness white color | pcs | 100 |  | 0 | Drawing and SOW
9 | Brick masonry for protection box with min.Compressive strength 105kg/sq. cm and best quality in cement mortar 1:4 as per drawing and SoW | M3 | 0.5 |  | 0 | Drawing and SOW
10 | Plastering of protection well box walls with cement mortar 1:3 as per drawing and SoW | M2 | 5 |  | 0 | Drawing and SOW
11 | Supply and installation of Steel door (60*60*0.4)cm and 9kg/sq.m for well box (anti rust-proof) as per drawings | pcs | 1 |  | 0 | Drawing and SOW
12 | Construction and installation of (10 cu. m) steel elevated water reservoir with its all necessary accessories as per drawings and SoW | L.S | 1 |  | 0 | Drawing and SOW
Sub Total A |  |  |  |  | 0
B: Construction of Solar System
1 | P.C.C M150 (1:2:4) for foundation of solar ground stand as per drawing and SoW | M3 | 1.256 |  | 0 | Drawing and SOW
2 | Supply and Installation of steel stand for 8 solar panels as per drawings with 2 coat painting including anti rust and oil painting and all necessary accessories | set | 1 |  | 0 | Drawing and SOW
3 | Motor cable 4*6mm2 ( Moghan Cable) | ML | 72 |  | 0 | Drawing and SOW
4 | Solar cable 2*6mm2 ( Moghan Cable) | ML | 20 |  | 0 | Drawing and SOW
5 | Control Box with accessories (PV disconnect switch IP 54, Float switch, well probe sensors electronic) | L.S | 1 |  | 0 | Drawing and SOW
6 | Supply and installation of Solar Panel 270W Poly crystalline 38.00 vat (9.21A) Made in Germany | pcs | 8 |  | 0 | Drawing and SOW
7 | Supply and installation of 1.5" Submersible Pump PEDROLLO 4SR1.5/17 1HP 0.75Kw 220V 3phase | pcs | 1 |  | 0 | Drawing and SOW
8 | Inverter vacon IP 66 2.2kw 220 V Made in Italy | pcs | 1 |  | 0 | Drawing and SOW
9 | Brick masonry for gate valve box and water meter box with min.Compressive strength 105kg/sq. cm and best quality in cement mortar 1:4 as per drawing and SoW | M3 | 0.96 |  | 0 | Drawing and SOW
10 | Plastering of gate valve box and water meter box walls with cement mortar 1:4 as per drawing and SoW | M2 | 3.2 |  | 0 | Drawing and SOW
11 | Supply and installation of gate valve (best quality) nominal diameter = 25 mm as per drawings | pcs | 3 |  | 0 | Drawing and SOW
12 | Supply and installation of water meter with its all necessary accessories (best quality) nominal diameter = 25 mm as per drawings | pcs | 1 |  | 0 | Drawing and SOW
13 | Supply and installation of Steel door (60*60*0.4)cm and 9kg/sq.m for gate valve box and water meter box (anti rust-proof) as per drawings | pcs | 4 |  | 0 | Drawing and SOW
14 | Supply and Installation of (PE100PN16) 32 mm from pump to reservoir as per drawing | ML | 52 |  | 0 | Drawing and SOW
15 | Supply and Installation of (PE100PN16) 25 mm for distribution with Gate valve as per drawing including excavation and filling of pipe trench | ML | 58 |  | 0 | Drawing and SOW
Sub Total B |  |  |  |  | 0
Total PI AFN Value |  |  |  |  | 0
Total PI USD Value |  |  |  |  | USD
Sanitation System
No | Activity description/Item specification | Unit | Volume/quantity | Unit Cost (AFN) | Total Cost (AFN) | Required documents
A: Repairing/Upgrade of Existing Toilet Block
1 | Demolish including old commode removal, destruction of existing unuseful PCC concrete, and excavation for PVC sanitation pipes according to drawings. | L.S | 1 |  | 0 | Not Required
2 | Excavation for foundation of new toilet block | M3 | 2 |  | 0 | Drawing and SOW
3 | Filling and Compaction with excavated material | M3 | 3 |  | 0 | Drawing and SOW
4 | Stone masonry with 1:4 of mortar cement for foundation of new toilet block | M3 | 2 |  | 0 | Drawing and SOW
5 | Brick masonry for toilet wall with min.Compressive strength 105kg/sq. cm and best quality in cement mortar 1:4 as per drawing and SoW | M3 | 4.5 |  | 0 | Drawing and SOW
6 | Rcc M200 (1:1.5:3) for slab of new toilet block as per drawing and SoW | M3 | 1.2 |  | 0 | Drawing and SOW
7 | P.C.C works M150 (1:2:4) concrete pad/side walk, ramp as per drawings and SoW | M3 | 2.5 |  | 0 | Drawing and SOW
8 | Supply and installation of PVC pipe Class D, size 90 = 20m size 120=15m mm as per drawings, with all fittings, glue and labor work for excavation and refixing of walls and floors, from existing hand wash basin to new hand wash basins as per drawings. | ML | 35 |  | 0 | Drawing and SOW
9 | PPR pipe Class D , sizes 25mm = 10m, size 12.5 = 25m as per drawings, with all fittings , glue and labor work for excavation and refixing of walls and floor, as per drawing. | ML | 35 |  | 0 | Drawing and SOW
10 | Supply and installation of Indian commode size 475mmX355cmX405mm made from ceramic material, white color with flush tank with best quality and its all necessary accessories | pcs | 6 |  | 0 | Drawing and SOW
11 | Supply and installation of English commode toilet medium size made from ceramic material, white color with flush tank with best quality and its all necessary accessories | pcs | 1 |  | 0 | Drawing and SOW
12 | Supply and installation of water taps with best quality for hand wash basins and its all accessories as per drawings | pcs | 2 |  | 0 | Drawing and SOW
13 | Supply and installation of hand wash basin with best quality, made from ceramic material, white color with it's all necessary accessories | pcs | 2 |  | 0 | Drawing and SOW
14 | Supply and installation of water taps for toilets with best quality with all necessary accessories as per drawings. | pcs | 7 |  | 0 | Drawing and SOW
15 | Plaster work with thickness of 25mm, including plastering of interior and exterior of toilet blocks with cement mortar 1:4 as per drawing and SoW | M2 | 55 |  | 0 | Drawing and SOW
16 | Tile works: First Class (Pardis), size 40cmX30cm, up to 1.5m height, with cement mortar 1:4 as per drawings and SoW | M2 | 68 |  | 0 | Drawing and SOW
17 | Ceramic work: First Class ceramic for toilet floor, with cement mortar 1:4 as per drawings and SoW | M2 | 20 |  | 0 | Drawing and SOW
18 | Interior and exterior painting: three coats of washable plastic painting and emulsion paint on all walls and ceiling with all necessory work as per drawing and SoW | M2 | 100 |  | 0 | Drawing and SOW
19 | Supply and Installation of Galvanized Rain Gutter size 100*50*0.5 mm | ML | 4 |  | 0 | Drawing and SOW
20 | Supply and installation of Marble stone (Momtaz)white color for stairs/sild walk with cement mortar 1:4 as per drawings and SoW | M2 | 10 |  | 0 | Drawing and SOW
21 | Supply and Installation of Isogam 5mm with Best Quality for roof of Toilet Blocks as per MC engineer's guidance | M2 | 30 |  | 0 | Drawing and SOW
22 | Repair/reinstallation of Six existing Metallic doors size (70*170 cm) and six Metallic Windows size (30*40cm), including 3 coats anti rust, oil paint and glasses As per Drawings | L.S | 1 |  | 0 | Drawing and SOW
23 | Supply and installition of Metallic door size (110*200 cm)with frame 9 kg iron boxes, total 28 Kg Weight and including 3 coats of anti rust and oil paint, Fly screen and glasses. | pcs | 1 |  | 0 | Drawing and SOW
Sub Total A |  |  |  |  | 0
B: Construction of Water Drinking facility
1 | Levling of 10M2 Area with Earth Compaction | M2 | 10 |  | 0 | Drawing and SOW
2 | Excavation of foundation for Water Drinking Facility and soak pit as per drawings | M3 | 2.5 |  | 0 | Drawing and SOW
3 | River aggregate with compaction under the P.C.C size (10-25 mm) as per drawings | M3 | 1.5 |  | 0 | Drawings
4 | River aggregate for soak pit, size of (10-50 mm) as per drawings | M3 | 1.3 |  | 0 | Drawings
5 | P.C.C works M150 (1:2:4) concrete pad/side walk and top of soak pit as per drawings and SoW | M3 | 1.5 |  | 0 | Drawing and SOW
6 | Supply and installation of Mosaic with 30*30*3 cm, with cement mortar 1:4 as per drawings and SoW | M2 | 3 |  | 0 | Drawing and SOW
7 | Supply and Installation of 3" GI Pipe for Water Drinking with its all necessary accessories as per drawings | ML | 7 |  | 0 | Drawing and SOW
8 | Supply and Installation of water taps in best quality with all requirements accessories as per MC engineer's guidance | pcs | 8 |  | 0 | Drawing and SOW
Sub Total B |  |  |  |  | 0
C: Construction of Hand Wash facility
1 | Excavation for foundation of hand wash station and soak pit as per drawings | M3 | 2.5 |  | 0 | Drawing and SOW
2 | River aggregate with compaction under the P.C.C size (10-25 mm) as per drawings | M3 | 1 |  | 0 | Drawings
3 | River aggregate for soak pit, size of (10-50 mm) as per drawings | M3 | 2.5 |  | 0 | Drawings
4 | P.C.C works M150 (1:2:4) concrete pad/side walk and top of soak pit as per drawings and SoW | M3 | 1.5 |  | 0 | Drawing and SOW
5 | Brick masonry for hand wash station with min.Compressive strength 105kg/sq. cm and best quality in cement mortar 1:4 as per drawing and SoW | M3 | 2.5 |  | 0 | Drawing and SOW
6 | Supply and installation of Marble stone (Momtaz grade)white color size 20*10*3cm, on walls, with cement mortar 1:4 as per drawings and SoW | M2 | 22 |  | 0 | Drawing and SOW
7 | Plumbing System for hand wash station including 3" PVC and PPR 12.5 mm with its all accessories as per drawings and SoW | L.S | 1 |  | 0 | Drawing and SOW
8 | Supply and Installation of water taps in best quality with all requirements accessories as per MC engineer's guidance | pcs | 8 |  | 0 | Drawing and SOW
9 | Sign board (1.6X1.0)m made of brick work and installation of Marble stone of (80x50)cm as per MC engineer's guidance | pcs | 1 |  | 0 | Not Required
Sub Total C |  |  |  |  | 0
D: Construction of Septic Tank
1 | Excavation of Septic Tank and soak pit on ordinary ground soil as per drawings and SoW | M3 | 34 |  | 0 | Drawing and SOW
2 | Aggregate with compaction of bed for septic tank and installation of plastic layer under the bed as per drawings | M3 | 1.5 |  | 0 | Drawing and SOW
3 | P.C.C works M150 (1:2:4) for bed of septik tank and top of soak pit well | M3 | 2.1 |  | 0 | Drawing and SOW
4 | R.C.C works M200 (1:1.5:3) for roof & walls of septik tank as per drawing and SoW | M3 | 10 |  | 0 | Drawing and SOW
5 | Aggregate River gravel for filling the soak pit size (10-50 mm) as per drawings | M3 | 2.35 |  | 0 | Drawing and SOW
6 | Installation of 60*60*0.4 cm steel lid for top of septic tank as per drawing and SoW | Pcs | 2 |  | 0 | Drawing and SOW
Sub Total D |  |  |  |  | 0
E:Construction of foundation for Water Reservoir
1 | Excavation of foundation | M3 | 13 |  | 0 | Drawing and SOW
2 | PCC M150 (1:2:4) under footings and ring beams | M3 | 1.2 |  | 0 | Drawing and SOW
3 | RCC M200 (1:1.5:3) for footing, ring & coulmn as per drawing and SoW with insatallation of steel plate | M3 | 5.1 |  | 0 | Drawing and SOW
Sub Total E |  |  |  |  | 0
Total PI AFN Value |  |  |  |  | 0
Total PI USD Value |  |  |  |  | USD
Khalifa Rahmat School
Water supply System
No | Activity description/Item specification | Unit | Volume/quantity | Unit Cost (AFN) | Total Cost (AFN) | Required documents
A:Driiling of Well & Construction of Water Reservoir
1 | Drilling of well with 13" diameter | M | 50 |  | 0 | Drawing and SOW
2 | PVC Casing pipe 8" Class C (9 bar resistant ) | ML | 34 |  | 0 | Drawing and SOW
3 | PVC Filter pipe 8" Class C (9 bar resistant) | M | 16 |  | 0 | Drawing and SOW
4 | Clay sealing around the casing pipe | M3 | 1.836 |  | 0 | Drawing and SOW
5 | River gravel pack, maximum grain size (8-12)mm, should be clean, dense, smooth, and uniform | M3 | 0.864 |  | 0 | Drawing and SOW
6 | Compressor test for cleaning of well | Hr | 5 |  | 0 | SOW
7 | Pump test by submersible pump 2m3/hr. with generator continue till equilibrium of dynamic water level reach (minimum for 8 hours) | Hr. | 8 |  | 0 | Drawing and SOW
8 | Rope made of plastic ,10mm thickness white color | pcs | 100 |  | 0 | Drawing and SOW
9 | Brick masonry for protection box with min.Compressive strength 105kg/sq. cm and best quality in cement mortar 1:4 as per drawing and SoW | M3 | 0.5 |  | 0 | Drawing and SOW
10 | Plastering of protection well box walls with cement mortar 1:3 as per drawing and SoW | M2 | 5 |  | 0 | Drawing and SOW
11 | Supply and installation of Steel door (60*60*0.4)cm and 9kg/sq.m for well box (anti rust-proof) as per drawings | pcs | 1 |  | 0 | Drawing and SOW
12 | Construction and installation of (10 cu. m) steel elevated water reservoir with its all necessary accessories as per drawings and SoW | L.S | 1 |  | 0 | Drawing and SOW
Sub Total A |  |  |  |  | 0
B: Construction of Solar System
1 | P.C.C M150 (1:2:4) for foundation of solar ground stand as per drawing and SoW | M3 | 1.32 |  | 0 | Drawing and SOW
2 | Supply and Installation of steel stand for 8 solar panels as per drawings with 2 coat painting including anti rust and oil painting and all necessary accessories | set | 1 |  | 0 | Drawing and SOW
3 | Motor cable 4*6mm2 ( Moghan Cable) | ML | 72 |  | 0 | Drawing and SOW
4 | Solar cable 2*6mm2 ( Moghan Cable) | ML | 20 |  | 0 | Drawing and SOW
5 | Control Box with accessories (PV disconnect switch IP 54, Float switch, well probe sensors electronic) | L.S | 1 |  | 0 | Drawing and SOW
6 | Supply and installation of Solar Panel 270W Poly crystalline 38.00 vat (9.21A) Made in Germany | pcs | 8 |  | 0 | Drawing and SOW
7 | Supply and installation of 1.5" Submersible Pump PEDROLLO 4SR1.5/17 1HP 0.75Kw 220V 3phase | pcs | 1 |  | 0 | Drawing and SOW
8 | Inverter vacon IP 66 2.2kw 220 V Made in Italy | pcs | 1 |  | 0 | Drawing and SOW
9 | Brick masonry for gate valve box and water meter box with min.Compressive strength 105kg/sq. cm and best quality in cement mortar 1:4 as per drawing and SoW | M3 | 1.2 |  | 0 | Drawing and SOW
10 | Plastering of gate valve box and water meter box walls with cement mortar 1:4 as per drawing and SoW | M2 | 4 |  | 0 | Drawing and SOW
11 | Supply and installation of gate valve (best quality) nominal diameter = 25 mm as per drawings | pcs | 4 |  | 0 | Drawing and SOW
12 | Supply and installation of water meter with its all necessary accessories (best quality) nominal diameter = 25 mm as per drawings | pcs | 1 |  | 0 | Drawing and SOW
13 | Supply and installation of Steel door (60*60*0.4)cm and 9kg/sq.m for gate valve box and water meter box (anti rust-proof) as per drawings | pcs | 5 |  | 0 | Drawing and SOW
14 | Supply and Installation of (PE100PN16) 32 mm from pump to reservoir as per drawing | ML | 52 |  | 0 | Drawing and SOW
15 | Supply and Installation of (PE100PN16) 25 mm for distribution with Gate valve as per drawing including excavation and filling of pipe trench | ML | 103 |  | 0 | Drawing and SOW
Sub Total B |  |  |  |  | 0
Total PI AFN Value |  |  |  |  | 0
Total PI USD Value |  |  |  |  | USD
Sanitation System
No | Activity description/Item specification | Unit | Volume/quantity | Unit Cost (AFN) | Total Cost (AFN) | Required documents
A: Repairing/Upgrade of Existing Toilet Block
1 | Demolish All the existing toilet blocks and excavation for PVC sanitation pipes according to drawings. | L.S | 1 |  | 0 | Not Required
2 | Excavation for foundation of new toilet block | M3 | 30 |  | 0 | Drawing and SOW
3 | Filling and Compaction with excavated material | M3 | 25 |  | 0 | Drawing and SOW
4 | Stone masonry with 1:4 of mortar cement for foundation of new toilet block | M3 | 25 |  | 0 | Drawing and SOW
5 | Brick masonry for toilet wall with min.Compressive strength 105kg/sq. cm and best quality in cement mortar 1:4 as per drawing and SoW | M3 | 30 |  | 0 | Drawing and SOW
6 | Rcc M200 (1:1.5:3) for slab of new toilet block as per drawing and SoW | M3 | 12 |  | 0 | Drawing and SOW
7 | P.C.C works M150 (1:2:4) concrete pad/side walk, ramp as per drawings and SoW | M3 | 5 |  | 0 | Drawing and SOW
8 | Supply and installation of PVC pipe Class D, size 90 = 20m size 120=15m mm as per drawings, with all fittings, glue and labor work for excavation and refixing of walls and floors, from existing hand wash basin to new hand wash basins as per drawings. | ML | 45 |  | 0 | Drawing and SOW
9 | PPR pipe Class D , sizes 25mm = 10m, size 12.5 = 25m as per drawings, with all fittings , glue and labor work for excavation and refixing of walls and floor, as per drawing. | ML | 45 |  | 0 | Drawing and SOW
10 | Supply and installation of Indian commode size 475mmX355cmX405mm made from ceramic material, white color with flush tank with best quality and its all necessary accessories | pcs | 4 |  | 0 | Drawing and SOW
11 | Supply and installation of English commode toilet medium size made from ceramic material, white color with flush tank with best quality and its all necessary accessories | pcs | 1 |  | 0 | Drawing and SOW
12 | Supply and installation of water taps with best quality for hand wash basins and its all accessories as per drawings | pcs | 2 |  | 0 | Drawing and SOW
13 | Supply and installation of hand wash basin with best quality, made from ceramic material, white color with it's all necessary accessories | pcs | 2 |  | 0 | Drawing and SOW
14 | Supply and installation of water taps for toilets with best quality with all necessary accessories as per drawings. | pcs | 5 |  | 0 | Drawing and SOW
15 | Plaster work with thickness of 25mm, including plastering of interior and exterior of toilet blocks with cement mortar 1:4 as per drawing and SoW | M2 | 170 |  | 0 | Drawing and SOW
16 | Tile works: First Class (Pardis), size 40cmX30cm, up to 1.5m height, with cement mortar 1:4 as per drawings and SoW | M2 | 75 |  | 0 | Drawing and SOW
17 | Ceramic work: First Class ceramic for toilet floor, with cement mortar 1:4 as per drawings and SoW | M2 | 25 |  | 0 | Drawing and SOW
18 | Interior and exterior painting: three coats of washable plastic painting and emulsion paint on all walls and ceiling with all necessory work as per drawing and SoW | M2 | 180 |  | 0 | Drawing and SOW
19 | Supply and Installation of Galvanized Rain Gutter size 100*50*0.5 mm | ML | 4 |  | 0 | Drawing and SOW
20 | Supply and installation of Marble stone (Momtaz)white color for stairs/sild walk with cement mortar 1:4 as per drawings and SoW | M2 | 10 |  | 0 | Drawing and SOW
21 | Supply and Installation of Isogam 5mm with Best Quality for roof of Toilet Blocks as per MC engineer's guidance | M2 | 55 |  | 0 | Drawing and SOW
22 | Supply and installition of Metallic door size (70*220 cm)with frame 9 kg iron boxes, total 25 Kg Weight and including 3 coats of anti rust and oil paint, Fly screen and glasses. | pcs | 4 |  | 0 | Drawing and SOW
23 | Supply and installition of Metallic window size (45*45 cm)with frame 9 kg iron boxes, including 3 coats of anti rust and oil paint, Fly screen and glasses. | pcs | 6 |  | 0 | Drawing and SOW
24 | Supply and installition of Metallic door size (110*220 cm)with frame 9 kg iron boxes, total 28 Kg Weight and including 3 coats of anti rust and oil paint, Fly screen and glasses. | pcs | 1 |  | 0 | Drawing and SOW
Sub Total A |  |  |  |  | 0
B: Construction of Water Drinking facility
1 | Levling of 10M2 Area with Earth Compaction | M2 | 10 |  | 0 | Drawing and SOW
2 | Excavation of foundation for Water Drinking Facility and soak pit as per drawings | M3 | 2.5 |  | 0 | Drawing and SOW
3 | River aggregate with compaction under the P.C.C size (10-25 mm) as per drawings | M3 | 1.5 |  | 0 | Drawings
4 | River aggregate for soak pit, size of (10-50 mm) as per drawings | M3 | 1.3 |  | 0 | Drawings
5 | P.C.C works M150 (1:2:4) concrete pad/side walk and top of soak pit as per drawings and SoW | M3 | 1.5 |  | 0 | Drawing and SOW
6 | Supply and installation of Mosaic with 30*30*3 cm, with cement mortar 1:4 as per drawings and SoW | M2 | 3 |  | 0 | Drawing and SOW
7 | Supply and Installation of 3" GI Pipe for Water Drinking with its all necessary accessories as per drawings | ML | 7 |  | 0 | Drawing and SOW
8 | Supply and Installation of water taps in best quality with all requirements accessories as per MC engineer's guidance | pcs | 8 |  | 0 | Drawing and SOW
Sub Total B |  |  |  |  | 0
C: Construction of Hand Wash facility
1 | Excavation for foundation of hand wash station and soak pit as per drawings | M3 | 2.5 |  | 0 | Drawing and SOW
2 | River aggregate with compaction under the P.C.C size (10-25 mm) as per drawings | M3 | 1 |  | 0 | Drawings
3 | River aggregate for soak pit, size of (10-50 mm) as per drawings | M3 | 2.5 |  | 0 | Drawings
4 | P.C.C works M150 (1:2:4) concrete pad/side walk and top of soak pit as per drawings and SoW | M3 | 1.5 |  | 0 | Drawing and SOW
5 | Brick masonry for hand wash station with min.Compressive strength 105kg/sq. cm and best quality in cement mortar 1:4 as per drawing and SoW | M3 | 2.5 |  | 0 | Drawing and SOW
6 | Supply and installation of Marble stone (Momtaz grade)white color size 20*10*3cm, on walls, with cement mortar 1:4 as per drawings and SoW | M2 | 22 |  | 0 | Drawing and SOW
7 | Plumbing System for hand wash station including 3" PVC and PPR 12.5 mm with its all accessories as per drawings and SoW | L.S | 1 |  | 0 | Drawing and SOW
8 | Supply and Installation of water taps in best quality with all requirements accessories as per MC engineer's guidance | pcs | 8 |  | 0 | Drawing and SOW
9 | Sign board (1.6X1.0)m made of brick work and installation of Marble stone of (80x50)cm as per MC engineer's guidance | pcs | 1 |  | 0 | Not Required
Sub Total C |  |  |  |  | 0
D: Construction of Septic Tank
1 | Excavation of Septic Tank and soak pit on ordinary ground soil as per drawings and SoW | M3 | 34 |  | 0 | Drawing and SOW
2 | Aggregate with compaction of bed for septic tank and installation of plastic layer under the bed as per drawings | M3 | 1.5 |  | 0 | Drawing and SOW
3 | P.C.C works M150 (1:2:4) for bed of septik tank and top of soak pit well | M3 | 2.1 |  | 0 | Drawing and SOW
4 | R.C.C works M200 (1:1.5:3) for roof & walls of septik tank as per drawing and SoW | M3 | 10 |  | 0 | Drawing and SOW
5 | Aggregate River gravel for filling the soak pit size (10-50 mm) as per drawings | M3 | 2.35 |  | 0 | Drawing and SOW
6 | Installation of 60*60*0.4 cm steel lid for top of septic tank as per drawing and SoW | Pcs | 2 |  | 0 | Drawing and SOW
Sub Total D |  |  |  |  | 0
E:Construction of foundation for Water Reservoir
1 | Excavation of foundation | M3 | 13 |  | 0 | Drawing and SOW
2 | PCC M150 (1:2:4) under footings and ring beams | M3 | 1.2 |  | 0 | Drawing and SOW
3 | RCC M200 (1:1.5:3) for footing, ring & coulmn as per drawing and SoW with insatallation of steel plate | M3 | 5.1 |  | 0 | Drawing and SOW
Sub Total E |  |  |  |  | 0
Total PI AFN Value |  |  |  |  | 0
Total PI USD Value |  |  |  |  | USD
Sabzaki Girl's School
Water supply System
No | Activity description/Item specification | Unit | Volume/quantity | Unit Cost (AFN) | Total Cost (AFN) | Required documents
A:Driiling of Well & Construction of Water Reservoir
1 | Drilling of well with 13" diameter | M | 50 |  | 0 | Drawing and SOW
2 | PVC Casing pipe 8" Class C (9 bar resistant ) | ML | 34 |  | 0 | Drawing and SOW
3 | PVC Filter pipe 8" Class C (9 bar resistant) | M | 16 |  | 0 | Drawing and SOW
4 | Clay sealing around the casing pipe | M3 | 1.836 |  | 0 | Drawing and SOW
5 | River gravel pack, maximum grain size (8-12)mm, should be clean, dense, smooth, and uniform | M3 | 0.864 |  | 0 | Drawing and SOW
6 | Compressor test for cleaning of well | Hr | 5 |  | 0 | SOW
7 | Pump test by submersible pump 2m3/hr. with generator continue till equilibrium of dynamic water level reach (minimum for 8 hours) | Hr. | 8 |  | 0 | Drawing and SOW
8 | Rope made of plastic ,10mm thickness white color | pcs | 100 |  | 0 | Drawing and SOW
9 | Brick masonry for protection box with min.Compressive strength 105kg/sq. cm and best quality in cement mortar 1:4 as per drawing and SoW | M3 | 0.5 |  | 0 | Drawing and SOW
10 | Plastering of protection well box walls with cement mortar 1:3 as per drawing and SoW | M2 | 5 |  | 0 | Drawing and SOW
11 | Supply and installation of Steel door (60*60*0.4)cm and 9kg/sq.m for well box (anti rust-proof) as per drawings | pcs | 1 |  | 0 | Drawing and SOW
12 | Construction and installation of (10 cu. m) steel elevated water reservoir with its all necessary accessories as per drawings and SoW | L.S | 1 |  | 0 | Drawing and SOW
Sub Total A |  |  |  |  | 0
B: Construction of Solar System
1 | P.C.C M150 (1:2:4) for foundation of solar ground stand as per drawing and SoW | M3 | 1.256 |  | 0 | Drawing and SOW
2 | Supply and Installation of steel stand for 8 solar panels as per drawings with 2 coat painting including anti rust and oil painting and all necessary accessories | set | 1 |  | 0 | Drawing and SOW
3 | Motor cable 4*6mm2 ( Moghan Cable) | ML | 82 |  | 0 | Drawing and SOW
4 | Solar cable 2*6mm2 ( Moghan Cable) | ML | 20 |  | 0 | Drawing and SOW
5 | Control Box with accessories (PV disconnect switch IP 54, Float switch, well probe sensors electronic) | L.S | 1 |  | 0 | Drawing and SOW
6 | Supply and installation of Solar Panel 270W Poly crystalline 38.00 vat (9.21A) Made in Germany | pcs | 8 |  | 0 | Drawing and SOW
7 | Supply and installation of 1.5" Submersible Pump PEDROLLO 4SR1.5/17 1HP 0.75Kw 220V 3phase | pcs | 1 |  | 0 | Drawing and SOW
8 | Inverter vacon IP 66 2.2kw 220 V Made in Italy | pcs | 1 |  | 0 | Drawing and SOW
9 | Brick masonry for gate valve box and water meter box with min.Compressive strength 105kg/sq. cm and best quality in cement mortar 1:4 as per drawing and SoW | M3 | 0.96 |  | 0 | Drawing and SOW
10 | Plastering of gate valve box and water meter box walls with cement mortar 1:4 as per drawing and SoW | M2 | 3.2 |  | 0 | Drawing and SOW
11 | Supply and installation of gate valve (best quality) nominal diameter = 25 mm as per drawings | pcs | 3 |  | 0 | Drawing and SOW
12 | Supply and installation of water meter with its all necessary accessories (best quality) nominal diameter = 25 mm as per drawings | pcs | 1 |  | 0 | Drawing and SOW
13 | Supply and installation of Steel door (60*60*0.4)cm and 9kg/sq.m for gate valve box and water meter box (anti rust-proof) as per drawings | pcs | 4 |  | 0 | Drawing and SOW
14 | Supply and Installation of (PE100PN16) 32 mm from pump to reservoir as per drawing | ML | 52 |  | 0 | Drawing and SOW
15 | Supply and Installation of (PE100PN16) 25 mm for distribution with Gate valve as per drawing including excavation and filling of pipe trench | ML | 133 |  | 0 | Drawing and SOW
Sub Total B |  |  |  |  | 0
Total PI AFN Value |  |  |  |  | 0
Total PI USD Value |  |  |  |  | USD
Sanitation System
No | Activity description/Item specification | Unit | Volume/quantity | Unit Cost (AFN) | Total Cost (AFN) | Required documents
A: Repairing/Upgrade of Existing Toilet Block
1 | Demolish including old commode removal, destruction of existing unuseful PCC concrete, and excavation for PVC sanitation pipes according to drawings. | L.S | 1 |  | 0 | Not Required
2 | Supply and installation of PVC pipe Class D, size 90 = 20m size 120=10m mm as per drawings, with all fittings, glue and labor work for excavation and refixing of walls and floors, from existing hand wash basin to new hand wash basins as per drawings. | ML | 30 |  | 0 | Drawing and SOW
3 | PPR pipe Class D , sizes 25mm = 20m, size 12.5 = 20m as per drawings, with all fittings , glue and labor work for excavation and refixing of walls and floor, as per drawing. | ML | 40 |  | 0 | Drawing and SOW
4 | Supply and installation of Indian commode size 475mmX355cmX405mm made from ceramic material, white color with flush tank with best quality and its all necessary accessories | pcs | 4 |  | 0 | Drawing and SOW
5 | Supply and installation of English commode toilet medium size made from ceramic material, white color with flush tank with best quality and its all necessary accessories | pcs | 1 |  | 0 | Drawing and SOW
6 | Supply and installation of water taps with best quality for hand wash basins and its all accessories as per drawings | pcs | 2 |  | 0 | Drawing and SOW
7 | Supply and installation of hand wash basin with best quality, made from ceramic material, white color with it's all necessary accessories | pcs | 2 |  | 0 | Drawing and SOW
8 | Supply and installation of water taps for toilets with best quality with all necessary accessories as per drawings. | pcs | 5 |  | 0 | Drawing and SOW
9 | Plaster work with thickness of 25mm, including plastering of interior and exterior of toilet blocks with cement mortar 1:4 as per drawing and SoW | M2 | 10 |  | 0 | Drawing and SOW
10 | Tile works: First Class (Pardis), size 40cmX30cm, up to 1.5m height, with cement mortar 1:4 as per drawings and SoW | M2 | 70 |  | 0 | Drawing and SOW
11 | Ceramic work: First Class ceramic for toilet floor, with cement mortar 1:4 as per drawings and SoW | M2 | 20 |  | 0 | Drawing and SOW
12 | Interior and exterior painting: three coats of washable plastic painting and emulsion paint on all walls and ceiling with all necessory work as per drawing and SoW | M2 | 130 |  | 0 | Drawing and SOW
13 | Supply and Installation of Galvanized Rain Gutter size 100*50*0.5 mm | ML | 4 |  | 0 | Drawing and SOW
14 | Supply and installation of Marble stone (Momtaz)white color for stairs with cement mortar 1:4 as per drawings and SoW | M2 | 15 |  | 0 | Drawing and SOW
15 | Supply and Intallation of Steel Hand Rail for Stairs and rump made from Irone box 40*40*2 mm with 3 coat of oil painting including | ML | 10 |  | 0 | Drawing and SOW
16 | Supply and Installation of Isogam 5mm with Best Quality for roof of Toilet Blocks as per MC engineer's guidance | M2 | 35 |  | 0 | Drawing and SOW
17 | Repair/reinstallation of Five existing Metallic doors size (70*175 cm) and six Metallic Windows size (50*50cm), including 3 coats anti rust, oil paint and glasses As per Drawings | L.S | 1 |  | 0 | Drawing and SOW
18 | P.C.C works M150 (1:2:4) concrete pad/side walk and top of soak pit as per drawings and SoW | M3 | 2.5 |  | 0 | Drawing and SOW
Sub Total A |  |  |  |  | 0
B: Construction of Water Drinking facility
1 | Levling of 10M2 Area with Earth Compaction | M2 | 10 |  | 0 | Drawing and SOW
2 | Excavation of foundation for Water Drinking Facility and soak pit as per drawings | M3 | 2.5 |  | 0 | Drawing and SOW
3 | River aggregate with compaction under the P.C.C size (10-25 mm) as per drawings | M3 | 1.5 |  | 0 | Drawings
4 | River aggregate for soak pit, size of (10-50 mm) as per drawings | M3 | 1.3 |  | 0 | Drawings
5 | P.C.C works M150 (1:2:4) concrete pad/side walk and top of soak pit as per drawings and SoW | M3 | 1.5 |  | 0 | Drawing and SOW
6 | Supply and installation of Mosaic with 30*30*3 cm, with cement mortar 1:4 as per drawings and SoW | M2 | 3 |  | 0 | Drawing and SOW
7 | Supply and Installation of 3" GI Pipe for Water Drinking with its all necessary accessories as per drawings | ML | 7 |  | 0 | Drawing and SOW
8 | Supply and Installation of water taps in best quality with all requirements accessories as per MC engineer's guidance | pcs | 8 |  | 0 | Drawing and SOW
Sub Total B |  |  |  |  | 0
C: Construction of Hand Wash facility
1 | Excavation for foundation of hand wash station and soak pit as per drawings | M3 | 2.5 |  | 0 | Drawing and SOW
2 | River aggregate with compaction under the P.C.C size (10-25 mm) as per drawings | M3 | 1 |  | 0 | Drawings
3 | River aggregate for soak pit, size of (10-50 mm) as per drawings | M3 | 2.5 |  | 0 | Drawings
4 | P.C.C works M150 (1:2:4) concrete pad/side walk and top of soak pit as per drawings and SoW | M3 | 1.5 |  | 0 | Drawing and SOW
5 | Brick masonry for hand wash station with min.Compressive strength 105kg/sq. cm and best quality in cement mortar 1:4 as per drawing and SoW | M3 | 2.5 |  | 0 | Drawing and SOW
6 | Supply and installation of Marble stone (Momtaz grade)white color size 20*10*3cm, on walls, with cement mortar 1:4 as per drawings and SoW | M2 | 22 |  | 0 | Drawing and SOW
7 | Plumbing System for hand wash station including 3" PVC and PPR 12.5 mm with its all accessories as per drawings and SoW | L.S | 1 |  | 0 | Drawing and SOW
8 | Supply and Installation of water taps in best quality with all requirements accessories as per MC engineer's guidance | pcs | 8 |  | 0 | Drawing and SOW
9 | Sign board (1.6X1.0)m made of brick work and installation of Marble stone of (80x50)cm as per MC engineer's guidance | pcs | 1 |  | 0 | Not Required
Sub Total C |  |  |  |  | 0
D: Construction of Septic Tank
1 | Excavation of Septic Tank and soak pit on ordinary ground soil as per drawings and SoW | M3 | 34 |  | 0 | Drawing and SOW
2 | Aggregate with compaction of bed for septic tank and installation of plastic layer under the bed as per drawings | M3 | 1.5 |  | 0 | Drawing and SOW
3 | P.C.C works M150 (1:2:4) for bed of septik tank and top of soak pit well | M3 | 2.1 |  | 0 | Drawing and SOW
4 | R.C.C works M200 (1:1.5:3) for roof & walls of septik tank as per drawing and SoW | M3 | 10 |  | 0 | Drawing and SOW
5 | Aggregate River gravel for filling the soak pit size (10-50 mm) as per drawings | M3 | 2.35 |  | 0 | Drawing and SOW
6 | Installation of 60*60*0.4 cm steel lid for top of septic tank as per drawing and SoW | Pcs | 2 |  | 0 | Drawing and SOW
Sub Total D |  |  |  |  | 0
E:Construction of foundation for Water Reservoir
1 | Excavation of foundation | M3 | 13 |  | 0 | Drawing and SOW
2 | PCC M150 (1:2:4) under footings and ring beams | M3 | 1.2 |  | 0 | Drawing and SOW
3 | RCC M200 (1:1.5:3) for footing, ring & coulmn as per drawing and SoW with insatallation of steel plate | M3 | 5.1 |  | 0 | Drawing and SOW
Sub Total E |  |  |  |  | 0
Total PI AFN Value |  |  |  |  | 0
Total PI USD Value |  |  |  |  | USD
Grand Total Water Supply System PI AFN Value |  |  |  |  | 0
Grand Total Water Supply System PI USD Value |  |  |  |  | USD
Grand Total Sanitation System PI AFN Value |  |  |  |  | 0
Grand Total Sanitation System PI USD Value |  |  |  |  | USD
Company Name:
Name of Representative:
Title:
Signature:
Date:
HRT Tender #: 006